{"text_format":"1","workbook":"xlsx","n_sheets":2,"sheets":["フォーマット更新情報","数量表"],"not_rendered":{"charts":0,"images":1,"macros":1,"external_links":0,"defined_names":115,"comments":0,"pivot_tables":0},"unopened":[],"bounds":{"document_bytes":16777216,"sheet_cells":100000,"rows_first":2000,"rows_last":500,"rows_between":2000,"halvings":0,"cell_chars":16384,"cell_head_chars":4096},"cells_cut":0,"cells_raw":0,"read":"whole","date_system":"1900"}

{"sheet":"フォーマット更新情報","index":0,"n_rows":25,"n_cols":8,"rows_kept":25,"cut":false,"hidden":true,"merged":[]}
[]
[]
[]
[null,null,null,"フォーマット更新情報",null,null,null,"2019-08-06"]
[]
[]
[]
[null,null,null,"再現確認後",null,null,"・立ち上げのたびに不具合がでる（リンク先が表示される）"]
[]
[]
[null,null,null,"済",null,null,"・見積マスタ内　保守コスト5年レンタルの場合２％上乗せ→上乗せなしに戻す"]
[null,null,null,"済",null,null,"・商品マスタ内、在庫消化対象に「MIMAMOベースライト群を追加」"]
[null,null,null,"済",null,null,"・商品マスタの表示順を整理（管球交換～器具交換　×　自社製品～他社製品）"]
[null,null,null,"済",null,null,"・基本情報入力シート内、廃材費の1円未満端数切捨て"]
[null,null,null,"済",null,null,"・【提案書】導入効果ページのグラフ (レンタル期間中負担額あり)　のグラフを更新"]
[null,null,null,"済",null,null,"・【提案書】まとめ文章 (レンタル期間中負担額あり)　の追加"]
[null,null,null,"済",null,null,"・在庫品不使用_見積シートの修正(全製品の自動計算対応)"]
[null,null,null,"済",null,null,"・見積フォーマットのレイアウト変更（集計欄を上段に。下段に明細）"]
[]
[]
[null,null,null,"フォーマット更新情報",null,null,null,"2019-12-03"]
[]
[null,null,null,"①商品マスタ：ユアーズ、コーウェル製品削除"]
[null,null,null,"②商品マスタ：消化対象MIMAMO在庫で抜けていた製品を追加"]
[null,null,null,"③商品マスタ：他社製品追加（ｵｰﾃﾞﾘｯｸFL10・FL15W、水銀灯ランプなど）"]

{"sheet":"数量表","index":1,"n_rows":2677,"n_cols":34,"rows_kept":2677,"cut":false,"hidden":false,"merged":[[1,0,2,17],[7,14,9,14],[8,23,8,24],[8,15,9,17],[3,0,12,1],[10,14,12,14],[12,18,12,19],[3,2,12,12],[7,15,7,17],[10,15,11,15],[10,16,11,17],[12,16,12,17],[5,22,5,25],[4,22,4,25],[4,14,4,15],[7,18,7,28],[4,16,4,19],[10,18,11,19],[7,29,8,30],[7,31,8,32],[8,27,8,28],[10,20,11,22],[10,31,11,32],[4,26,4,29],[9,27,9,28],[10,29,11,30],[9,29,9,30],[5,26,5,29],[9,31,9,32],[11,27,11,28],[10,23,10,28],[14,4,14,5],[14,6,14,13],[14,14,14,22],[11,25,11,26],[14,23,14,26],[12,20,12,22],[12,25,12,26],[14,27,14,28],[12,29,12,30],[8,18,9,22],[12,31,12,32],[11,23,11,24],[12,23,12,24],[14,29,14,32],[8,25,8,26],[9,25,9,26],[9,23,9,24],[12,27,12,28]]}
["  【 既設器具および代替ＬＥＤ照明消費電力積算数量表 】"]
["彦根市立病院　LED化事業対象照明一覧表"]
[]
["【適用】",null,"・白熱電球（E26・調光含む）の箇所はLED電球と白熱球が混ざっていて病院側でストックもあり、工事時に数量が現状と変わっている可能性が高いため対象外で設定\n\n・直管蛍光灯の色味が現状白色（4000k）だが既にLED化が済んでいる箇所は昼白色(5000k)となっている。統一のため直管LEDは昼白色で統一\n\n・埋込クリーンルーム調光器具が使われている箇所（2階一部病室・ICU・NICUなど）は通常照明ではないため選定としては調光機能のみを持った器具で選定。"]
[null,null,null,null,null,null,null,null,null,null,null,null,null,null,"LED対象ランプ総数",null,{"$f":"U13","v":5687},null,null,null,null,null,"LED対象箇所\n電力計（KW）",null,null,null,{"$f":"AD13","v":285.64}]
[null,null,null,null,null,null,null,null,null,null,null,null,null,null,null,null,null,null,null,null,null,null,"LED対象箇所\n電力量総計（kwh）",null,null,null,{"$f":"AF13","v":102830.04}]
[]
[null,null,null,null,null,null,null,null,null,null,null,null,null,null,"現状","器具総数",null,null,"ランプ総数",null,null,null,null,null,null,null,null,null,null,"電力\n総計（KW）",null,"消費電力量\n総計（kwh）"]
[null,null,null,null,null,null,null,null,null,null,null,null,null,null,null,{"$f":"SUBTOTAL(9,R17:R2677)","v":6996},null,null,{"$f":"SUBTOTAL(9,S17:S2677)","v":8776},null,null,null,null,"うち使用中\nランプ",null,"うち不使用\nランプ数",null,"うちLED済\nランプ"]
[null,null,null,null,null,null,null,null,null,null,null,null,null,null,null,null,null,null,null,null,null,null,null,{"$f":"SUBTOTAL(9,V17:V2677)","v":8460},null,{"$f":"SUBTOTAL(9,T17:T2677)","v":316},null,{"$f":"SUBTOTAL(9,W17:W2677)","v":581},null,{"$f":"ROUND(SUBTOTAL(9,AE17:AE2677)/1000,2)","v":354.31},null,{"$f":"ROUND(SUBTOTAL(9,AD17:AD2677),2)","v":127550.88}]
[null,null,null,null,null,null,null,null,null,null,null,null,null,null,"LED対象箇所","対象外\n器具数","対象\n器具数",null,"対象外\nランプ数",null,"対象\nランプ数",null,null,null,null,null,null,null,null,"電力\n総計（KW）",null,"消費電力量\n総計（kwh）"]
[null,null,null,null,null,null,null,null,null,null,null,null,null,null,null,null,null,null,null,null,null,null,null,"うち使用中\nランプ",null,"うち不使用\nランプ数",null,"うちLED済\nランプ"]
[null,null,null,null,null,null,null,null,null,null,null,null,null,null,null,{"$f":"SUBTOTAL(9,X17:X2677)","v":2599},{"$f":"P9-P13","v":4397},null,{"$f":"SUBTOTAL(9,Y17:Y2677)","v":3082},null,{"$f":"SUBTOTAL(9,AA17:AA2677)","v":5687},null,null,{"$f":"X10-S13","v":5378},null,8,null,0,null,{"$f":"ROUND(SUBTOTAL(9,AG17:AG2677)/1000,2)","v":285.64},null,{"$f":"ROUND(SUBTOTAL(9,AF17:AF2677),2)","v":102830.04}]
[]
[null,null,null,null,"設置場所",null,"既設器具種類・用途など",null,null,null,null,null,null,null,"既存照明ランプの稼動状況",null,null,null,null,null,null,null,null,"LED化対象",null,null,null,"点灯状況",null,"照明電力量、照明電力使用状況",null,null,null,"LED化プラン"]
["NO","工事\nNO","棟名","フロア","設置エリア","設置場所","器具種類","サイズ","設置方法","用途","付加機能","付加機能２","色温度","その他","既設照明ランプ種類","ランプの\n消費電力\n(安定器含)","器具内\nランプ数","器具\n台数","ランプ\n総数","うち\n間引き\nランプ数","うち\n消灯\nランプ数","うち\n使用\nランプ数","うち\nLED済\nランプ数","対象外\n器具数","対象外\nランプ数","対象\n器具数","対象\nランプ数","点灯\n時間\n/1日","使用\n日数\n/月","使用ランプ\n消費電力量\n合計（kｗh）","使用ランプ\n電力合計（W）","LED対象ランプ\n消費電力量\n合計（kｗh）","LED対象ランプ\n電力合計（W）","交換種別"]
[{"$f":"IF(COUNTA(B17:O17)=0,\"\",ROW()-16)","v":1},1,null,8,null,"808(4床)","ユニバーサルダウンライト","φ150","埋込","処置灯",null,null,3000,null,"ハロゲンランプ（棒状）　JD110V85W (口金：E11) 【85W】",85,1,4,{"$f":"IF(R17=\"\",\"\",Q17*R17)","v":4},0,0,{"$f":"IF(S17=\"\",\"\",S17-T17)","v":4},null,{"$f":"IF(O17=\"\",\"\",IF(OR(AH17=\"【対象外】\",AH17=\"【LED済】\"),R17,IF(Y17>0,Y17/Q17,0)))","v":0},{"$f":"IF(O17=\"\",\"\",IF(OR(AH17=\"管球交換 【間引き対象外】\",AH17=\"器具交換 【間引き対象外】\"),T17,IF(OR(AH17=\"【対象外】\",AH17=\"【LED済】\"),S17,0)))","v":0},{"$f":"IF(R17=\"\",\"\",R17-X17)","v":4},{"$f":"IF(S17=\"\",\"\",S17-Y17)","v":4},12,30,{"$f":"IF(O17=\"\",\"\",IF(V17=\"\",\"\",P17*V17*AB17*AC17/1000))","v":122.4},{"$f":"IF(O17=\"\",\"\",IF(V17=\"\",\"\",P17*V17))","v":340},{"$f":"IF(O17=\"\",\"\",IF(AA17=\"\",\"\",P17*AA17*AB17*AC17/1000))","v":122.4},{"$f":"IF(O17=\"\",\"\",IF(AA17=\"\",\"\",IF(AA17=0,\"\",P17*AA17)))","v":340},"器具交換"]
[2,1,null,8,null,"808(4床)","ベッド灯",null,"壁付け",null,"カバー",null,3000,"ヤマギワ　K5005W\nスイッチプルではなく片切りスイッチ","FPL55+FPL18+ナツメ球",84,1,4,4,0,0,4,null,0,0,4,4,12,30,{"$f":"IF(O18=\"\",\"\",IF(V18=\"\",\"\",P18*V18*AB18*AC18/1000))","v":120.96},336,120.96,336,"器具交換"]
[3,1,null,8,null,"808(4床)","ベッド灯",null,"壁付け",null,"カバー","プルスイッチ",3000,"上記と同じ器具\nヤマギワ　K5005W","コンパクト形蛍光灯　FPL18EX 【18W】",21,1,4,4,0,0,4,null,4,4,0,0,12,30,30.24,84,0,"","【対象外】"]
[4,1,null,8,null,"808(4床)","ベッド灯",null,"壁付け",null,"カバー","プルスイッチ",3000,"上記と同じ器具\nヤマギワ　K5005W","ナツメ球　5W　(口金 ： E12) 【5W】",5,1,4,4,0,0,4,null,4,4,0,0,12,30,7.2,20,0,"","【対象外】"]
[5,1,null,8,null,"808(4床)","ダウンライト","φ150","埋込",null,"カバー",null,3000,null,"コンパクト形蛍光灯　FDL13EX 【13W】",16,1,1,1,0,0,1,null,0,0,1,1,12,30,5.76,16,5.76,16,"器具交換"]
[6,1,null,8,null,"808(4床)","ブラケット",null,"壁付け",null,"カバー",null,3000,null,"電球形蛍光灯　EFD15/12E (口金：E26) 【12W】",12,1,1,1,0,0,1,null,1,1,0,0,12,30,4.32,12,0,"","【対象外】"]
[7,1,null,8,null,"808(4床)","ダウンライト","φ150","埋込",null,null,null,3000,null,"電球形蛍光灯　EFD15/12E (口金：E26) 【12W】",12,1,1,1,0,0,1,null,1,1,0,0,12,30,4.32,12,0,"","【対象外】"]
[8,2,null,8,null,"801(2床)","ダウンライト","φ150","埋込",null,"乳白カバー",null,3000,null,"コンパクト形蛍光灯　FDL13EX 【13W】",16,1,2,2,0,0,2,null,0,0,2,2,12,30,11.52,32,11.52,32,"器具交換"]
[9,2,null,8,null,"801(2床)","ユニバーサルダウンライト","φ150","埋込","処置灯",null,null,3000,null,"ハロゲンランプ（棒状）　JD110V85W (口金：E11) 【85W】",85,1,2,2,0,0,2,null,0,0,2,2,12,30,61.2,170,61.2,170,"器具交換"]
[10,2,null,8,null,"801(2床)","埋込形","W220","埋込",null,"乳白カバー",null,4000,null,"直管蛍光灯　FHF32EX 高出力形 【45W】",48,2,4,8,0,0,8,null,0,0,4,8,12,30,138.24,384,138.24,384,"管球交換"]
[11,2,null,8,null,"801(2床)","ブラケット",null,"壁付け",null,"乳白カバー",null,3000,null,"電球形蛍光灯　EFD15/12E (口金：E26) 【12W】",12,1,1,1,0,0,1,null,1,1,0,0,12,30,4.32,12,0,"","【対象外】"]
[12,3,null,8,null,"802(1床)","ベッド灯",null,null,null,"プルスイッチ",null,3000,"LEDB-30902PWW-LD1","【器具LED済】",0,1,1,1,0,0,1,{"$f":"V28","v":1},1,1,0,0,12,30,0,0,0,"","【LED済】"]
[13,3,null,8,null,"802(1床)","ユニバーサルダウンライト","φ150","埋込","処置灯",null,null,3000,null,"ハロゲンランプ（棒状）　JD110V85W (口金：E11) 【85W】",85,1,1,1,0,0,1,null,0,0,1,1,12,30,30.6,85,30.6,85,"器具交換"]
[14,3,null,8,null,"802(1床)","ダウンライト","φ150","埋込",null,"乳白カバー",null,3000,null,"コンパクト形蛍光灯　FDL13EX 【13W】",16,1,2,2,0,0,2,null,0,0,2,2,12,30,11.52,32,11.52,32,"器具交換"]
[15,3,null,8,null,"802(1床)","ダウンライト","φ150","埋込",null,"乳白カバー",null,3000,"E26","【管球LED済】",0,1,1,1,0,0,1,{"$f":"V31","v":1},1,1,0,0,12,30,0,0,0,"","【LED済】"]
[16,3,null,8,null,"802(1床)","ブラケット",null,"壁付け",null,"乳白カバー",null,3000,null,"電球形蛍光灯　EFD15/12E (口金：E26) 【12W】",12,1,1,1,0,0,1,null,1,1,0,0,12,30,4.32,12,0,"","【対象外】"]
[17,4,null,8,null,"803(1床)","ユニバーサルダウンライト","φ150","埋込","処置灯",null,null,3000,null,"ハロゲンランプ（棒状）　JD110V85W (口金：E11) 【85W】",85,1,1,1,0,0,1,null,0,0,1,1,12,30,30.6,85,30.6,85,"器具交換"]
[18,4,null,8,null,"803(1床)","ダウンライト","φ150","埋込",null,"乳白カバー",null,3000,null,"コンパクト形蛍光灯　FDL13EX 【13W】",16,1,2,2,0,0,2,null,0,0,2,2,12,30,11.52,32,11.52,32,"器具交換"]
[19,4,null,8,null,"803(1床)","ダウンライト","φ150","埋込",null,"乳白カバー",null,3000,"E26","【管球LED済】",0,1,1,1,0,0,1,{"$f":"V35","v":1},1,1,0,0,12,30,0,0,0,"","【LED済】"]
[20,4,null,8,null,"803(1床)","ブラケット",null,"壁付け",null,"乳白カバー",null,3000,null,"電球形蛍光灯　EFD15/12E (口金：E26) 【12W】",12,1,1,1,0,0,1,null,1,1,0,0,12,30,4.32,12,0,"","【対象外】"]
[21,4,null,8,null,"803(1床)","ベッド灯",null,"壁付け",null,"プルスイッチ",null,3000,"LEDB-30902PWW-LD1","【器具LED済】",0,1,1,1,0,0,1,{"$f":"V37","v":1},1,1,0,0,12,30,0,0,0,"","【LED済】"]
[22,5,null,8,null,"804(1床)","ユニバーサルダウンライト","φ150","埋込","処置灯",null,null,3000,null,"ハロゲンランプ（棒状）　JD110V85W (口金：E11) 【85W】",85,1,1,1,0,0,1,null,0,0,1,1,12,30,30.6,85,30.6,85,"器具交換"]
[23,5,null,8,null,"804(1床)","ダウンライト","φ150","埋込",null,"乳白カバー",null,3000,null,"コンパクト形蛍光灯　FDL13EX 【13W】",16,1,2,2,0,0,2,null,0,0,2,2,12,30,11.52,32,11.52,32,"器具交換"]
[24,5,null,8,null,"804(1床)","ダウンライト","φ150","埋込",null,"乳白カバー",null,3000,"E26","【管球LED済】",0,1,1,1,0,0,1,{"$f":"V40","v":1},1,1,0,0,12,30,0,0,0,"","【LED済】"]
[25,5,null,8,null,"804(1床)","ブラケット",null,"壁付け",null,"乳白カバー",null,3000,null,"電球形蛍光灯　EFD15/12E (口金：E26) 【12W】",12,1,1,1,0,0,1,null,1,1,0,0,12,30,4.32,12,0,"","【対象外】"]
[26,5,null,8,null,"804(1床)","ベッド灯",null,"壁付け",null,"プルスイッチ",null,3000,"LEDB-30902PWW-LD1","【器具LED済】",0,1,1,1,0,0,1,{"$f":"V42","v":1},1,1,0,0,12,30,0,0,0,"","【LED済】"]
[27,6,null,8,null,"805(1床)","ユニバーサルダウンライト","φ150","埋込","処置灯",null,null,3000,null,"ハロゲンランプ（棒状）　JD110V85W (口金：E11) 【85W】",85,1,1,1,0,0,1,null,0,0,1,1,12,30,30.6,85,30.6,85,"器具交換"]
[28,6,null,8,null,"805(1床)","ダウンライト","φ150","埋込",null,"乳白カバー",null,3000,null,"コンパクト形蛍光灯　FDL13EX 【13W】",16,1,2,2,0,0,2,null,0,0,2,2,12,30,11.52,32,11.52,32,"器具交換"]
[29,6,null,8,null,"805(1床)","ダウンライト","φ150","埋込",null,"乳白カバー",null,3000,"E26","【管球LED済】",0,1,1,1,0,0,1,{"$f":"V45","v":1},1,1,0,0,12,30,0,0,0,"","【LED済】"]
[30,6,null,8,null,"805(1床)","ブラケット",null,"壁付け",null,"乳白カバー",null,3000,null,"電球形蛍光灯　EFD15/12E (口金：E26) 【12W】",12,1,1,1,0,0,1,null,1,1,0,0,12,30,4.32,12,0,"","【対象外】"]
[31,6,null,8,null,"805(1床)","ベッド灯",null,"壁付け",null,"カバー",null,3000,"ヤマギワ　K5005W\nスイッチプルではなく片切りスイッチ","FPL55+FPL18+ナツメ球",84,1,4,4,0,0,4,null,0,0,4,4,12,30,120.96,336,120.96,336,"器具交換"]
[32,6,null,8,null,"805(1床)","ベッド灯",null,"壁付け",null,"カバー","プルスイッチ",3000,"上記と同じ器具\nヤマギワ　K5005W","コンパクト形蛍光灯　FPL18EX 【18W】",21,1,4,4,0,0,4,null,4,4,0,0,12,30,30.24,84,0,"","【対象外】"]
[33,6,null,8,null,"805(1床)","ベッド灯",null,"壁付け",null,"カバー","プルスイッチ",3000,"上記と同じ器具\nヤマギワ　K5005W","ナツメ球　5W　(口金 ： E12) 【5W】",5,1,4,4,0,0,4,null,4,4,0,0,12,30,7.2,20,0,"","【対象外】"]
[34,7,null,8,null,"806(1床)","丸形シーリング",null,"天付け",null,"乳白カバー",null,3000,"HA9661FEP","円型蛍光灯 ツイン　FCL30・32E 【58W】",61,1,1,1,0,0,1,null,0,0,1,1,12,30,21.96,61,21.96,61,"器具交換"]
[35,7,null,8,null,"806(1床)","ダウンライト","φ150","埋込",null,"乳白カバー",null,3000,null,"コンパクト形蛍光灯　FDL13EX 【13W】",16,1,1,1,0,0,1,null,0,0,1,1,12,30,5.76,16,5.76,16,"器具交換"]
[36,7,null,8,null,"806(1床)","ダウンライト","φ150","埋込",null,"乳白カバー",null,3000,null,"電球形蛍光灯　EFD15/12E (口金：E26) 【12W】",12,1,2,2,0,0,2,null,2,2,0,0,12,30,8.64,24,0,"","【対象外】"]
[37,7,null,8,null,"806(1床)","ダウンライト","φ150","埋込",null,"乳白カバー",null,3000,"E26","【管球LED済】",0,1,1,1,0,0,1,{"$f":"V53","v":1},1,1,0,0,12,30,0,0,0,"","【LED済】"]
[38,7,null,8,null,"806(1床)","ブラケット",null,"壁付け",null,"防水カバー",null,3000,"E26","【管球LED済】",0,1,1,1,0,0,1,1,1,1,0,0,12,30,0,0,0,"","【LED済】"]
[39,7,null,8,null,"806(1床)","流し元灯",null,"天付け",null,null,null,5000,null,"直管蛍光灯　FL15 【15W】",18,1,1,1,0,0,1,null,0,0,1,1,12,30,6.48,18,6.48,18,"管球交換"]
[40,7,null,8,null,"806(1床)","ブラケット",null,"壁付け",null,null,null,3000,null,"電球形蛍光灯　EFD15/12E (口金：E26) 【12W】",12,1,1,1,0,0,1,null,1,1,0,0,12,30,4.32,12,0,"","【対象外】"]
[41,7,null,8,null,"806(1床)","ベッド灯",null,"壁付け",null,"カバー",null,3000,"ヤマギワ　K5005W\nスイッチプルではなく片切りスイッチ","FPL55+FPL18+ナツメ球",84,1,4,4,0,0,4,null,0,0,4,4,12,30,120.96,336,120.96,336,"器具交換"]
[42,7,null,8,null,"806(1床)","ベッド灯",null,"壁付け",null,"カバー","プルスイッチ",3000,"上記と同じ器具\nヤマギワ　K5005W","コンパクト形蛍光灯　FPL18EX 【18W】",21,1,4,4,0,0,4,null,4,4,0,0,12,30,30.24,84,0,"","【対象外】"]
[43,7,null,8,null,"806(1床)","ベッド灯",null,"壁付け",null,"カバー","プルスイッチ",3000,"上記と同じ器具\nヤマギワ　K5005W","ナツメ球　5W　(口金 ： E12) 【5W】",5,1,4,4,0,0,4,null,4,4,0,0,12,30,7.2,20,0,"","【対象外】"]
[44,8,null,8,null,"807(4床)","ユニバーサルダウンライト","φ150","埋込","処置灯",null,null,3000,null,"ハロゲンランプ（棒状）　JD110V85W (口金：E11) 【85W】",85,1,4,4,0,0,4,null,0,0,4,4,12,30,122.4,340,122.4,340,"器具交換"]
[45,8,null,8,null,"807(4床)","ダウンライト","φ150","埋込",null,"カバー",null,3000,null,"コンパクト形蛍光灯　FDL13EX 【13W】",16,1,1,1,0,0,1,null,0,0,1,1,12,30,5.76,16,5.76,16,"器具交換"]
[46,8,null,8,null,"807(4床)","ブラケット",null,"壁付け",null,"カバー",null,3000,null,"電球形蛍光灯　EFD15/12E (口金：E26) 【12W】",12,1,1,1,0,0,1,null,1,1,0,0,12,30,4.32,12,0,"","【対象外】"]
[47,8,null,8,null,"807(4床)","ベッド灯",null,"壁付け",null,"カバー",null,3000,"ヤマギワ　K5005W\nスイッチプルではなく片切りスイッチ","FPL55+FPL18+ナツメ球",84,1,4,4,0,0,4,null,0,0,4,4,12,30,120.96,336,120.96,336,"器具交換"]
[48,8,null,8,null,"807(4床)","ベッド灯",null,"壁付け",null,"カバー","プルスイッチ",3000,"上記と同じ器具\nヤマギワ　K5005W","コンパクト形蛍光灯　FPL18EX 【18W】",21,1,4,4,0,0,4,null,4,4,0,0,12,30,30.24,84,0,"","【対象外】"]
[49,8,null,8,null,"807(4床)","ベッド灯",null,"壁付け",null,"カバー","プルスイッチ",3000,"上記と同じ器具\nヤマギワ　K5005W","ナツメ球　5W　(口金 ： E12) 【5W】",5,1,4,4,0,0,4,null,4,4,0,0,12,30,7.2,20,0,"","【対象外】"]
[50,9,null,8,null,"809(4床)","ユニバーサルダウンライト","φ150","埋込","処置灯",null,null,3000,null,"ハロゲンランプ（棒状）　JD110V85W (口金：E11) 【85W】",85,1,4,4,0,0,4,null,0,0,4,4,12,30,122.4,340,122.4,340,"器具交換"]
[51,9,null,8,null,"809(4床)","ダウンライト","φ150","埋込",null,"カバー",null,3000,null,"コンパクト形蛍光灯　FDL13EX 【13W】",16,1,1,1,0,0,1,null,0,0,1,1,12,30,5.76,16,5.76,16,"器具交換"]
[52,9,null,8,null,"809(4床)","ブラケット",null,"壁付け",null,"カバー",null,3000,null,"電球形蛍光灯　EFD15/12E (口金：E26) 【12W】",12,1,1,1,0,0,1,null,1,1,0,0,12,30,4.32,12,0,"","【対象外】"]
[53,9,null,8,null,"809(4床)","ベッド灯",null,"壁付け",null,"カバー",null,3000,"ヤマギワ　K5005W\nスイッチプルではなく片切りスイッチ","FPL55+FPL18+ナツメ球",84,1,4,4,0,0,4,null,0,0,4,4,12,30,120.96,336,120.96,336,"器具交換"]
[54,9,null,8,null,"809(4床)","ベッド灯",null,"壁付け",null,"カバー","プルスイッチ",3000,"上記と同じ器具\nヤマギワ　K5005W","コンパクト形蛍光灯　FPL18EX 【18W】",21,1,4,4,0,0,4,null,4,4,0,0,12,30,30.24,84,0,"","【対象外】"]
[55,9,null,8,null,"809(4床)","ベッド灯",null,"壁付け",null,"カバー","プルスイッチ",3000,"上記と同じ器具\nヤマギワ　K5005W","ナツメ球　5W　(口金 ： E12) 【5W】",5,1,4,4,0,0,4,null,4,4,0,0,12,30,7.2,20,0,"","【対象外】"]
[56,10,null,8,null,"812(4床)","ユニバーサルダウンライト","φ150","埋込","処置灯",null,null,3000,null,"ハロゲンランプ（棒状）　JD110V85W (口金：E11) 【85W】",85,1,4,4,0,0,4,null,0,0,4,4,12,30,122.4,340,122.4,340,"器具交換"]
[57,10,null,8,null,"812(4床)","ダウンライト","φ150","埋込",null,"カバー",null,3000,null,"コンパクト形蛍光灯　FDL13EX 【13W】",16,1,1,1,0,0,1,null,0,0,1,1,12,30,5.76,16,5.76,16,"器具交換"]
[58,10,null,8,null,"812(4床)","ブラケット",null,"壁付け",null,"カバー",null,3000,null,"電球形蛍光灯　EFD15/12E (口金：E26) 【12W】",12,1,1,1,0,0,1,null,1,1,0,0,12,30,4.32,12,0,"","【対象外】"]
[59,10,null,8,null,"812(4床)","ベッド灯",null,"壁付け",null,"カバー",null,3000,"ヤマギワ　K5005W\nスイッチプルではなく片切りスイッチ","FPL55+FPL18+ナツメ球",84,1,4,4,0,0,4,null,0,0,4,4,12,30,120.96,336,120.96,336,"器具交換"]
[60,10,null,8,null,"812(4床)","ベッド灯",null,"壁付け",null,"カバー","プルスイッチ",3000,"上記と同じ器具\nヤマギワ　K5005W","コンパクト形蛍光灯　FPL18EX 【18W】",21,1,4,4,0,0,4,null,4,4,0,0,12,30,30.24,84,0,"","【対象外】"]
[61,10,null,8,null,"812(4床)","ベッド灯",null,"壁付け",null,"カバー","プルスイッチ",3000,"上記と同じ器具\nヤマギワ　K5005W","ナツメ球　5W　(口金 ： E12) 【5W】",5,1,4,4,0,0,4,null,4,4,0,0,12,30,7.2,20,0,"","【対象外】"]
[62,11,null,8,null,"813(4床)","ベッド灯",null,"壁付け",null,"カバー",null,3000,"ヤマギワ　K5005W\nスイッチプルではなく片切りスイッチ","FPL55+FPL18+ナツメ球",84,1,4,4,0,0,4,null,0,0,4,4,12,30,120.96,336,120.96,336,"器具交換"]
[63,11,null,8,null,"813(4床)","ベッド灯",null,"壁付け",null,"カバー","プルスイッチ",3000,"上記と同じ器具\nヤマギワ　K5005W","コンパクト形蛍光灯　FPL18EX 【18W】",21,1,4,4,0,0,4,null,4,4,0,0,12,30,30.24,84,0,"","【対象外】"]
[64,11,null,8,null,"813(4床)","ベッド灯",null,"壁付け",null,"カバー","プルスイッチ",3000,"上記と同じ器具\nヤマギワ　K5005W","ナツメ球　5W　(口金 ： E12) 【5W】",5,1,4,4,0,0,4,null,4,4,0,0,12,30,7.2,20,0,"","【対象外】"]
[{"$f":"IF(COUNTA(B81:O81)=0,\"\",ROW()-16)","v":65},11,null,8,null,"813(4床)","ユニバーサルダウンライト","φ150","埋込","処置灯",null,null,3000,null,"ハロゲンランプ（棒状）　JD110V85W (口金：E11) 【85W】",85,1,4,{"$f":"IF(R81=\"\",\"\",Q81*R81)","v":4},0,0,{"$f":"IF(S81=\"\",\"\",S81-T81)","v":4},null,{"$f":"IF(O81=\"\",\"\",IF(OR(AH81=\"【対象外】\",AH81=\"【LED済】\"),R81,IF(Y81>0,Y81/Q81,0)))","v":0},{"$f":"IF(O81=\"\",\"\",IF(OR(AH81=\"管球交換 【間引き対象外】\",AH81=\"器具交換 【間引き対象外】\"),T81,IF(OR(AH81=\"【対象外】\",AH81=\"【LED済】\"),S81,0)))","v":0},{"$f":"IF(R81=\"\",\"\",R81-X81)","v":4},{"$f":"IF(S81=\"\",\"\",S81-Y81)","v":4},12,30,{"$f":"IF(O81=\"\",\"\",IF(V81=\"\",\"\",P81*V81*AB81*AC81/1000))","v":122.4},{"$f":"IF(O81=\"\",\"\",IF(V81=\"\",\"\",P81*V81))","v":340},{"$f":"IF(O81=\"\",\"\",IF(AA81=\"\",\"\",P81*AA81*AB81*AC81/1000))","v":122.4},{"$f":"IF(O81=\"\",\"\",IF(AA81=\"\",\"\",IF(AA81=0,\"\",P81*AA81)))","v":340},"器具交換"]
[66,11,null,8,null,"813(4床)","ダウンライト","φ150","埋込",null,"カバー",null,3000,null,"コンパクト形蛍光灯　FDL13EX 【13W】",16,1,1,1,0,0,1,null,0,0,1,1,12,30,5.76,16,5.76,16,"器具交換"]
[67,11,null,8,null,"813(4床)","ブラケット",null,"壁付け",null,"カバー",null,3000,null,"電球形蛍光灯　EFD15/12E (口金：E26) 【12W】",12,1,1,1,0,0,1,null,1,1,0,0,12,30,4.32,12,0,"","【対象外】"]
[68,12,null,8,null,"810(1床)","ベッド灯",null,"壁付け",null,"カバー","プルスイッチ",3000,null,"FPL55+FPL18+ナツメ球",84,1,1,1,0,0,1,null,0,0,1,1,12,30,30.24,84,30.24,84,"器具交換"]
[69,12,null,8,null,"810(1床)","ベッド灯",null,"壁付け",null,"カバー","プルスイッチ",3000,null,"コンパクト形蛍光灯　FPL18EX 【18W】",21,1,1,1,0,0,1,null,1,1,0,0,12,30,7.56,21,0,"","【対象外】"]
[70,12,null,8,null,"810(1床)","ベッド灯",null,"壁付け",null,"カバー","プルスイッチ",3000,null,"ナツメ球　5W　(口金 ： E12) 【5W】",5,1,1,1,0,0,1,null,1,1,0,0,12,30,1.8,5,0,"","【対象外】"]
[71,12,null,8,null,"810(1床)","ユニバーサルダウンライト","φ150","埋込","処置灯",null,null,3000,null,"ハロゲンランプ（棒状）　JD110V85W (口金：E11) 【85W】",85,1,1,1,0,0,1,null,0,0,1,1,12,30,30.6,85,30.6,85,"器具交換"]
[72,12,null,8,null,"810(1床)","ダウンライト","φ150","埋込",null,"乳白カバー",null,3000,null,"コンパクト形蛍光灯　FDL13EX 【13W】",16,1,1,1,0,0,1,null,0,0,1,1,12,30,5.76,16,5.76,16,"器具交換"]
[73,12,null,8,null,"810(1床)","ブラケット",null,"壁付け",null,"防水カバー",null,3000,"E26","【管球LED済】",0,1,2,2,0,0,2,{"$f":"V89","v":2},2,2,0,0,12,30,0,0,0,"","【LED済】"]
[74,12,null,8,null,"810(1床)","ブラケット",null,"壁付け",null,"カバー",null,3000,null,"電球形蛍光灯　EFD15/12E (口金：E26) 【12W】",12,1,1,1,0,0,1,null,1,1,0,0,12,30,4.32,12,0,"","【対象外】"]
[75,13,null,8,null,"811(1床)","ベッド灯",null,"壁付け",null,"カバー",null,3000,null,"FPL55+FPL18+ナツメ球",84,1,1,1,0,0,1,null,0,0,1,1,12,30,30.24,84,30.24,84,"器具交換"]
[76,13,null,8,null,"811(1床)","ベッド灯",null,"壁付け",null,"カバー","プルスイッチ",3000,null,"コンパクト形蛍光灯　FPL18EX 【18W】",21,1,1,1,0,0,1,null,1,1,0,0,12,30,7.56,21,0,"","【対象外】"]
[77,13,null,8,null,"811(1床)","ベッド灯",null,"壁付け",null,"カバー","プルスイッチ",3000,null,"ナツメ球　5W　(口金 ： E12) 【5W】",5,1,1,1,0,0,1,null,1,1,0,0,12,30,1.8,5,0,"","【対象外】"]
[78,13,null,8,null,"811(1床)","ユニバーサルダウンライト","φ150","埋込","処置灯",null,null,3000,null,"ハロゲンランプ（棒状）　JD110V85W (口金：E11) 【85W】",85,1,1,1,0,0,1,null,0,0,1,1,12,30,30.6,85,30.6,85,"器具交換"]
[79,13,null,8,null,"811(1床)","ダウンライト","φ150","埋込",null,"乳白カバー",null,3000,null,"コンパクト形蛍光灯　FDL13EX 【13W】",16,1,1,1,0,0,1,null,0,0,1,1,12,30,5.76,16,5.76,16,"器具交換"]
[80,13,null,8,null,"811(1床)","ブラケット",null,"壁付け",null,"防水カバー",null,3000,"E26","【管球LED済】",0,1,2,2,0,0,2,{"$f":"V96","v":2},2,2,0,0,12,30,0,0,0,"","【LED済】"]
[81,13,null,8,null,"811(1床)","ブラケット",null,"壁付け",null,"カバー",null,3000,null,"電球形蛍光灯　EFD15/12E (口金：E26) 【12W】",12,1,1,1,0,0,1,null,1,1,0,0,12,30,4.32,12,0,"","【対象外】"]
[82,14,null,8,null,"814(1床)","ベッド灯",null,null,null,"プルスイッチ",null,3000,"LEDB-30902PWW-LD1","【器具LED済】",0,1,1,1,0,0,1,{"$f":"V98","v":1},1,1,0,0,12,30,0,0,0,"","【LED済】"]
[83,14,null,8,null,"814(2床)","ユニバーサルダウンライト","φ150","埋込","処置灯",null,null,3000,null,"ハロゲンランプ（棒状）　JD110V85W (口金：E11) 【85W】",85,1,1,1,0,0,1,null,0,0,1,1,12,30,30.6,85,30.6,85,"器具交換"]
[84,14,null,8,null,"814(3床)","ダウンライト","φ150","埋込",null,"乳白カバー",null,3000,null,"コンパクト形蛍光灯　FDL13EX 【13W】",16,1,2,2,0,0,2,null,0,0,2,2,12,30,11.52,32,11.52,32,"器具交換"]
[85,14,null,8,null,"814(4床)","ブラケット",null,"壁付け",null,"乳白カバー",null,3000,null,"電球形蛍光灯　EFD15/12E (口金：E26) 【12W】",12,1,1,1,0,0,1,null,1,1,0,0,12,30,4.32,12,0,"","【対象外】"]
[86,14,null,8,null,"814(5床)","ブラケット",null,"壁付け",null,"防水カバー",null,3000,null,"電球形蛍光灯　EFD15/12E (口金：E26) 【12W】",12,1,2,2,0,0,2,null,2,2,0,0,12,30,8.64,24,0,"","【対象外】"]
[87,15,null,8,null,"815(1床)","ベッド灯",null,null,null,"プルスイッチ",null,3000,"LEDB-30902PWW-LD1","【器具LED済】",0,1,1,1,0,0,1,{"$f":"V103","v":1},1,1,0,0,12,30,0,0,0,"","【LED済】"]
[88,15,null,8,null,"815(1床)","ユニバーサルダウンライト","φ150","埋込","処置灯",null,null,3000,null,"ハロゲンランプ（棒状）　JD110V85W (口金：E11) 【85W】",85,1,1,1,0,0,1,null,0,0,1,1,12,30,30.6,85,30.6,85,"器具交換"]
[89,15,null,8,null,"815(1床)","ダウンライト","φ150","埋込",null,"乳白カバー",null,3000,null,"コンパクト形蛍光灯　FDL13EX 【13W】",16,1,2,2,0,0,2,null,0,0,2,2,12,30,11.52,32,11.52,32,"器具交換"]
[90,15,null,8,null,"815(1床)","ブラケット",null,"壁付け",null,"乳白カバー",null,3000,null,"電球形蛍光灯　EFD15/12E (口金：E26) 【12W】",12,1,1,1,0,0,1,null,1,1,0,0,12,30,4.32,12,0,"","【対象外】"]
[91,15,null,8,null,"815(1床)","ブラケット",null,"壁付け",null,"防水カバー",null,3000,null,"電球形蛍光灯　EFD15/12E (口金：E26) 【12W】",12,1,2,2,0,0,2,null,2,2,0,0,12,30,8.64,24,0,"","【対象外】"]
[92,16,null,8,null,"816(1床)","ベッド灯",null,null,null,"プルスイッチ",null,3000,"LEDB-30902PWW-LD1","【器具LED済】",0,1,1,1,0,0,1,{"$f":"V108","v":1},1,1,0,0,12,30,0,0,0,"","【LED済】"]
[93,16,null,8,null,"816(1床)","ユニバーサルダウンライト","φ150","埋込","処置灯",null,null,3000,null,"ハロゲンランプ（棒状）　JD110V85W (口金：E11) 【85W】",85,1,1,1,0,0,1,null,0,0,1,1,12,30,30.6,85,30.6,85,"器具交換"]
[94,16,null,8,null,"816(1床)","ダウンライト","φ150","埋込",null,"乳白カバー",null,3000,null,"コンパクト形蛍光灯　FDL13EX 【13W】",16,1,2,2,0,0,2,null,0,0,2,2,12,30,11.52,32,11.52,32,"器具交換"]
[95,16,null,8,null,"816(1床)","ブラケット",null,"壁付け",null,"乳白カバー",null,3000,null,"電球形蛍光灯　EFD15/12E (口金：E26) 【12W】",12,1,1,1,0,0,1,null,1,1,0,0,12,30,4.32,12,0,"","【対象外】"]
[96,16,null,8,null,"816(1床)","ブラケット",null,"壁付け",null,"防水カバー",null,3000,null,"電球形蛍光灯　EFD15/12E (口金：E26) 【12W】",12,1,2,2,0,0,2,null,2,2,0,0,12,30,8.64,24,0,"","【対象外】"]
[97,17,null,8,null,"817(1床)","ベッド灯",null,null,null,"プルスイッチ",null,3000,"LEDB-30902PWW-LD1","【器具LED済】",0,1,1,1,0,0,1,{"$f":"V113","v":1},1,1,0,0,12,30,0,0,0,"","【LED済】"]
[98,17,null,8,null,"817(1床)","ユニバーサルダウンライト","φ150","埋込","処置灯",null,null,3000,null,"ハロゲンランプ（棒状）　JD110V85W (口金：E11) 【85W】",85,1,1,1,0,0,1,null,0,0,1,1,12,30,30.6,85,30.6,85,"器具交換"]
[99,17,null,8,null,"817(1床)","ダウンライト","φ150","埋込",null,"乳白カバー",null,3000,null,"コンパクト形蛍光灯　FDL13EX 【13W】",16,1,2,2,0,0,2,null,0,0,2,2,12,30,11.52,32,11.52,32,"器具交換"]
[100,17,null,8,null,"817(1床)","ブラケット",null,"壁付け",null,"乳白カバー",null,3000,null,"電球形蛍光灯　EFD15/12E (口金：E26) 【12W】",12,1,1,1,0,0,1,null,1,1,0,0,12,30,4.32,12,0,"","【対象外】"]
[101,17,null,8,null,"817(1床)","ブラケット",null,"壁付け",null,"防水カバー",null,3000,null,"電球形蛍光灯　EFD15/12E (口金：E26) 【12W】",12,1,2,2,0,0,2,null,2,2,0,0,12,30,8.64,24,0,"","【対象外】"]
[102,18,null,8,null,"818(1床)","ベッド灯",null,null,null,"プルスイッチ",null,3000,"LEDB-30902PWW-LD1","【器具LED済】",0,1,1,1,0,0,1,{"$f":"V118","v":1},1,1,0,0,12,30,0,0,0,"","【LED済】"]
[103,18,null,8,null,"818(1床)","ユニバーサルダウンライト","φ150","埋込","処置灯",null,null,3000,null,"ハロゲンランプ（棒状）　JD110V85W (口金：E11) 【85W】",85,1,1,1,0,0,1,null,0,0,1,1,12,30,30.6,85,30.6,85,"器具交換"]
[104,18,null,8,null,"818(1床)","ダウンライト","φ150","埋込",null,"乳白カバー",null,3000,null,"コンパクト形蛍光灯　FDL13EX 【13W】",16,1,2,2,0,0,2,null,0,0,2,2,12,30,11.52,32,11.52,32,"器具交換"]
[105,18,null,8,null,"818(1床)","ブラケット",null,"壁付け",null,"乳白カバー",null,3000,null,"電球形蛍光灯　EFD15/12E (口金：E26) 【12W】",12,1,1,1,0,0,1,null,1,1,0,0,12,30,4.32,12,0,"","【対象外】"]
[106,18,null,8,null,"818(1床)","ブラケット",null,"壁付け",null,"防水カバー",null,3000,null,"電球形蛍光灯　EFD15/12E (口金：E26) 【12W】",12,1,2,2,0,0,2,null,2,2,0,0,12,30,8.64,24,0,"","【対象外】"]
[107,19,null,8,null,"819(4床)","ベッド灯",null,"壁付け",null,"プルスイッチ",null,3000,"LEDB-30902PWW-LD1","【器具LED済】",0,1,4,4,0,0,4,{"$f":"V123","v":4},4,4,0,0,12,30,0,0,0,"","【LED済】"]
[108,19,null,8,null,"819(4床)","ユニバーサルダウンライト","φ150","埋込","処置灯",null,null,3000,null,"ハロゲンランプ（棒状）　JD110V85W (口金：E11) 【85W】",85,1,4,4,0,0,4,null,0,0,4,4,12,30,122.4,340,122.4,340,"器具交換"]
[109,19,null,8,null,"819(4床)","ダウンライト","φ150","埋込",null,null,null,3000,null,"コンパクト形蛍光灯　FDL13EX 【13W】",16,1,1,1,0,0,1,null,0,0,1,1,12,30,5.76,16,5.76,16,"器具交換"]
[110,19,null,8,null,"819(4床)","ブラケット",null,"壁付け",null,null,null,3000,null,"電球形蛍光灯　EFD15/12E (口金：E26) 【12W】",12,1,1,1,0,0,1,null,1,1,0,0,12,30,4.32,12,0,"","【対象外】"]
[111,19,null,8,null,"819(4床)","ダウンライト","φ150","埋込",null,null,null,3000,null,"電球形蛍光灯　EFD15/12E (口金：E26) 【12W】",12,1,1,1,0,0,1,null,1,1,0,0,12,30,4.32,12,0,"","【対象外】"]
[112,20,null,8,null,"820(4床)","ベッド灯",null,"壁付け",null,"プルスイッチ",null,3000,"LEDB-30902PWW-LD1","【器具LED済】",0,1,4,4,0,0,4,{"$f":"V128","v":4},4,4,0,0,12,30,0,0,0,"","【LED済】"]
[113,20,null,8,null,"820(4床)","ユニバーサルダウンライト","φ150","埋込","処置灯",null,null,3000,null,"ハロゲンランプ（棒状）　JD110V85W (口金：E11) 【85W】",85,1,4,4,0,0,4,null,0,0,4,4,12,30,122.4,340,122.4,340,"器具交換"]
[114,20,null,8,null,"820(4床)","ダウンライト","φ150","埋込",null,null,null,3000,null,"コンパクト形蛍光灯　FDL13EX 【13W】",16,1,1,1,0,0,1,null,0,0,1,1,12,30,5.76,16,5.76,16,"器具交換"]
[115,20,null,8,null,"820(4床)","ブラケット",null,"壁付け",null,null,null,3000,null,"電球形蛍光灯　EFD15/12E (口金：E26) 【12W】",12,1,1,1,0,0,1,null,1,1,0,0,12,30,4.32,12,0,"","【対象外】"]
[116,20,null,8,null,"820(4床)","ダウンライト","φ150","埋込",null,null,null,3000,null,"電球形蛍光灯　EFD15/12E (口金：E26) 【12W】",12,1,1,1,0,0,1,null,1,1,0,0,12,30,4.32,12,0,"","【対象外】"]
[117,21,null,8,null,"821(4床)","ベッド灯",null,"壁付け",null,"プルスイッチ",null,3000,"LED済は2台のみ","【器具LED済】",0,1,2,2,0,0,2,{"$f":"V133","v":2},2,2,0,0,12,30,0,0,0,"","【LED済】"]
[118,21,null,8,null,"821(4床)","ベッド灯",null,"壁付け",null,"カバー",null,3000,"ヤマギワ　K5005W\nスイッチプルではなく片切りスイッチ","FPL55+FPL18+ナツメ球",84,1,2,2,0,0,2,null,0,0,2,2,12,30,60.48,168,60.48,168,"器具交換"]
[119,21,null,8,null,"821(4床)","ベッド灯",null,"壁付け",null,"カバー","プルスイッチ",3000,"上記と同じ器具\nヤマギワ　K5005W","コンパクト形蛍光灯　FPL18EX 【18W】",21,1,2,2,0,0,2,null,2,2,0,0,12,30,15.12,42,0,"","【対象外】"]
[120,21,null,8,null,"821(4床)","ベッド灯",null,"壁付け",null,"カバー","プルスイッチ",3000,"上記と同じ器具\nヤマギワ　K5005W","ナツメ球　5W　(口金 ： E12) 【5W】",5,1,2,2,0,0,2,null,2,2,0,0,12,30,3.6,10,0,"","【対象外】"]
[121,21,null,8,null,"821(4床)","ユニバーサルダウンライト","φ150","埋込","処置灯",null,null,3000,null,"ハロゲンランプ（棒状）　JD110V85W (口金：E11) 【85W】",85,1,4,4,0,0,4,null,0,0,4,4,12,30,122.4,340,122.4,340,"器具交換"]
[122,21,null,8,null,"821(4床)","ダウンライト","φ150","埋込",null,null,null,3000,null,"コンパクト形蛍光灯　FDL13EX 【13W】",16,1,1,1,0,0,1,null,0,0,1,1,12,30,5.76,16,5.76,16,"器具交換"]
[123,21,null,8,null,"821(4床)","ブラケット",null,"壁付け",null,null,null,3000,null,"電球形蛍光灯　EFD15/12E (口金：E26) 【12W】",12,1,1,1,0,0,1,null,1,1,0,0,12,30,4.32,12,0,"","【対象外】"]
[124,21,null,8,null,"821(4床)","ダウンライト","φ150","埋込",null,null,null,3000,null,"電球形蛍光灯　EFD15/12E (口金：E26) 【12W】",12,1,1,1,0,0,1,null,1,1,0,0,12,30,4.32,12,0,"","【対象外】"]
[125,22,null,8,null,"822(4床)","ベッド灯",null,"壁付け",null,"プルスイッチ",null,3000,"LED済は2台のみ","【器具LED済】",0,1,2,2,0,0,2,{"$f":"V141","v":2},2,2,0,0,12,30,0,0,0,"","【LED済】"]
[126,22,null,8,null,"822(4床)","ベッド灯",null,"壁付け",null,"カバー",null,3000,"ヤマギワ　K5005W\nスイッチプルではなく片切りスイッチ","FPL55+FPL18+ナツメ球",84,1,2,2,0,0,2,null,0,0,2,2,12,30,60.48,168,60.48,168,"器具交換"]
[127,22,null,8,null,"822(4床)","ベッド灯",null,"壁付け",null,"カバー","プルスイッチ",3000,"上記と同じ器具\nヤマギワ　K5005W","コンパクト形蛍光灯　FPL18EX 【18W】",21,1,2,2,0,0,2,null,2,2,0,0,12,30,15.12,42,0,"","【対象外】"]
[128,22,null,8,null,"822(4床)","ベッド灯",null,"壁付け",null,"カバー","プルスイッチ",3000,"上記と同じ器具\nヤマギワ　K5005W","ナツメ球　5W　(口金 ： E12) 【5W】",5,1,2,2,0,0,2,null,2,2,0,0,12,30,3.6,10,0,"","【対象外】"]
[{"$f":"IF(COUNTA(B145:O145)=0,\"\",ROW()-16)","v":129},22,null,8,null,"822(4床)","ユニバーサルダウンライト","φ150","埋込","処置灯",null,null,3000,null,"ハロゲンランプ（棒状）　JD110V85W (口金：E11) 【85W】",85,1,4,{"$f":"IF(R145=\"\",\"\",Q145*R145)","v":4},0,0,{"$f":"IF(S145=\"\",\"\",S145-T145)","v":4},null,{"$f":"IF(O145=\"\",\"\",IF(OR(AH145=\"【対象外】\",AH145=\"【LED済】\"),R145,IF(Y145>0,Y145/Q145,0)))","v":0},{"$f":"IF(O145=\"\",\"\",IF(OR(AH145=\"管球交換 【間引き対象外】\",AH145=\"器具交換 【間引き対象外】\"),T145,IF(OR(AH145=\"【対象外】\",AH145=\"【LED済】\"),S145,0)))","v":0},{"$f":"IF(R145=\"\",\"\",R145-X145)","v":4},{"$f":"IF(S145=\"\",\"\",S145-Y145)","v":4},12,30,{"$f":"IF(O145=\"\",\"\",IF(V145=\"\",\"\",P145*V145*AB145*AC145/1000))","v":122.4},{"$f":"IF(O145=\"\",\"\",IF(V145=\"\",\"\",P145*V145))","v":340},{"$f":"IF(O145=\"\",\"\",IF(AA145=\"\",\"\",P145*AA145*AB145*AC145/1000))","v":122.4},{"$f":"IF(O145=\"\",\"\",IF(AA145=\"\",\"\",IF(AA145=0,\"\",P145*AA145)))","v":340},"器具交換"]
[130,22,null,8,null,"822(4床)","ダウンライト","φ150","埋込",null,null,null,3000,null,"コンパクト形蛍光灯　FDL13EX 【13W】",16,1,1,1,0,0,1,null,0,0,1,1,12,30,5.76,16,5.76,16,"器具交換"]
[131,22,null,8,null,"822(4床)","ブラケット",null,"壁付け",null,null,null,3000,null,"電球形蛍光灯　EFD15/12E (口金：E26) 【12W】",12,1,1,1,0,0,1,null,1,1,0,0,12,30,4.32,12,0,"","【対象外】"]
[132,22,null,8,null,"822(4床)","ダウンライト","φ150","埋込",null,null,null,3000,null,"電球形蛍光灯　EFD15/12E (口金：E26) 【12W】",12,1,1,1,0,0,1,null,1,1,0,0,12,30,4.32,12,0,"","【対象外】"]
[133,23,null,8,null,"823(4床)","ベッド灯",null,"壁付け",null,"プルスイッチ",null,3000,"LED済は1台のみ","【器具LED済】",0,1,1,1,0,0,1,{"$f":"V149","v":1},1,1,0,0,12,30,0,0,0,"","【LED済】"]
[134,23,null,8,null,"823(4床)","ベッド灯",null,"壁付け",null,"カバー",null,3000,"ヤマギワ　K5005W\nスイッチプルではなく片切りスイッチ","FPL55+FPL18+ナツメ球",84,1,3,3,0,0,3,null,0,0,3,3,12,30,90.72,252,90.72,252,"器具交換"]
[135,23,null,8,null,"823(4床)","ベッド灯",null,"壁付け",null,"カバー","プルスイッチ",3000,"上記と同じ器具\nヤマギワ　K5005W","コンパクト形蛍光灯　FPL18EX 【18W】",21,1,3,3,0,0,3,null,3,3,0,0,12,30,22.68,63,0,"","【対象外】"]
[136,23,null,8,null,"823(4床)","ベッド灯",null,"壁付け",null,"カバー","プルスイッチ",3000,"上記と同じ器具\nヤマギワ　K5005W","ナツメ球　5W　(口金 ： E12) 【5W】",5,1,3,3,0,0,3,null,3,3,0,0,12,30,5.4,15,0,"","【対象外】"]
[137,23,null,8,null,"823(4床)","ユニバーサルダウンライト","φ150","埋込","処置灯",null,null,3000,null,"ハロゲンランプ（棒状）　JD110V85W (口金：E11) 【85W】",85,1,4,4,0,0,4,null,0,0,4,4,12,30,122.4,340,122.4,340,"器具交換"]
[138,23,null,8,null,"823(4床)","ダウンライト","φ150","埋込",null,null,null,3000,null,"コンパクト形蛍光灯　FDL13EX 【13W】",16,1,1,1,0,0,1,null,0,0,1,1,12,30,5.76,16,5.76,16,"器具交換"]
[139,23,null,8,null,"823(4床)","ブラケット",null,"壁付け",null,null,null,3000,null,"電球形蛍光灯　EFD15/12E (口金：E26) 【12W】",12,1,1,1,0,0,1,null,1,1,0,0,12,30,4.32,12,0,"","【対象外】"]
[140,23,null,8,null,"823(4床)","ダウンライト","φ150","埋込",null,null,null,3000,null,"電球形蛍光灯　EFD15/12E (口金：E26) 【12W】",12,1,1,1,0,0,1,null,1,1,0,0,12,30,4.32,12,0,"","【対象外】"]
[141,24,null,8,null,"824(4床)","ユニバーサルダウンライト","φ150","埋込","処置灯",null,null,3000,null,"ハロゲンランプ（棒状）　JD110V85W (口金：E11) 【85W】",85,1,4,4,0,0,4,null,0,0,4,4,12,30,122.4,340,122.4,340,"器具交換"]
[142,24,null,8,null,"824(4床)","ベッド灯",null,"壁付け",null,"カバー",null,3000,"ヤマギワ　K5005W\nスイッチプルではなく片切りスイッチ","FPL55+FPL18+ナツメ球",84,1,4,4,0,0,4,null,0,0,4,4,12,30,120.96,336,120.96,336,"器具交換"]
[143,24,null,8,null,"824(4床)","ベッド灯",null,"壁付け",null,"カバー","プルスイッチ",3000,"上記と同じ器具\nヤマギワ　K5005W","コンパクト形蛍光灯　FPL18EX 【18W】",21,1,4,4,0,0,4,null,4,4,0,0,12,30,30.24,84,0,"","【対象外】"]
[144,24,null,8,null,"824(4床)","ベッド灯",null,"壁付け",null,"カバー","プルスイッチ",3000,"上記と同じ器具\nヤマギワ　K5005W","ナツメ球　5W　(口金 ： E12) 【5W】",5,1,4,4,0,0,4,null,4,4,0,0,12,30,7.2,20,0,"","【対象外】"]
[145,24,null,8,null,"824(4床)","ダウンライト","φ150","埋込",null,"カバー",null,3000,null,"コンパクト形蛍光灯　FDL13EX 【13W】",16,1,1,1,0,0,1,null,0,0,1,1,12,30,5.76,16,5.76,16,"器具交換"]
[146,24,null,8,null,"824(4床)","ブラケット","φ150","壁付け",null,"カバー",null,3000,null,"電球形蛍光灯　EFD15/12E (口金：E26) 【12W】",12,1,1,1,0,0,1,null,1,1,0,0,12,30,4.32,12,0,"","【対象外】"]
[147,24,null,8,null,"824(4床)","ダウンライト","φ150","埋込",null,null,null,3000,null,"電球形蛍光灯　EFD15/12E (口金：E26) 【12W】",12,1,1,1,0,0,1,null,1,1,0,0,12,30,4.32,12,0,"","【対象外】"]
[148,25,null,8,null,"スタッフステーション","埋込形","□900","埋込",null,"乳白カバー",null,5000,null,"コンパクト形蛍光灯　FPR96EX 【96W】",100,4,5,20,0,0,20,null,0,0,5,20,12,30,720,2000,720,2000,"管球交換"]
[149,25,null,8,null,"スタッフステーション","埋込形","□900","埋込",null,"乳白カバー",null,5000,null,"【器具LED済】",0,4,1,4,0,0,4,{"$f":"V165","v":4},1,4,0,0,12,30,0,0,0,"","【LED済】"]
[150,25,null,8,null,"スタッフステーション","ダウンライト","φ150","埋込",null,null,null,3000,null,"コンパクト形蛍光灯　FDL18EX 【18W】",21,1,5,5,0,0,5,null,0,0,5,5,12,30,37.799999999999997,105,37.799999999999997,105,"器具交換"]
[151,26,null,8,null,"休憩室","埋込形","W150","埋込",null,"Cチャンネル回避",null,4000,null,"直管蛍光灯　FHF32EX 高出力形 【45W】",48,1,2,2,0,0,2,null,0,0,2,2,12,30,34.56,96,34.56,96,"管球交換"]
[152,26,null,8,null,"休憩室","流し元灯","W150","天付け",null,"プルスイッチ",null,5000,null,"直管蛍光灯　FL20S 【20W】",23,1,1,1,0,0,1,null,0,0,1,1,12,30,8.2799999999999994,23,8.2799999999999994,23,"管球交換"]
[153,27,null,8,null,"倉庫1","逆富士形","W100","天付け",null,null,null,4000,null,"直管蛍光灯　FHF32EX 高出力形 【45W】",48,1,1,1,0,0,1,null,0,0,1,1,12,30,17.28,48,17.28,48,"管球交換"]
[154,28,null,8,null,"処置室1","埋込形","W150","埋込",null,"Cチャンネル回避",null,4000,null,"直管蛍光灯　FHF32EX 高出力形 【45W】",48,1,2,2,0,0,2,null,0,0,2,2,12,30,34.56,96,34.56,96,"管球交換"]
[155,29,null,8,null,"デイルーム","埋込形","φ450","埋込",null,"乳白カバー",null,5000,"器具破損","二重環形蛍光灯　FHD100E 【97W】",100,1,2,2,0,0,2,null,0,0,2,2,12,30,72,200,72,200,"器具交換"]
[156,29,null,8,null,"デイルーム","ダウンライト","φ100","埋込",null,null,null,3000,null,"ミニクリプトン レフ形　KR100/110V45W (口金：E17) 【45W】",45,1,1,1,0,0,1,null,0,0,1,1,12,30,16.2,45,16.2,45,"管球交換"]
[157,30,null,8,null,"洗濯室　汚物処理室","埋込形","W150","埋込",null,"Cチャンネル回避",null,4000,null,"直管蛍光灯　FHF32EX 高出力形 【45W】",48,1,2,2,0,0,2,null,0,0,2,2,12,30,34.56,96,34.56,96,"管球交換"]
[158,31,null,8,null,"浴室","ブラケット",null,"壁付け",null,"防水カバー",null,3000,null,"電球形蛍光灯　EFD15/12E (口金：E26) 【12W】",12,1,2,2,0,0,2,null,2,2,0,0,12,30,8.64,24,0,"","【対象外】"]
[159,31,null,8,null,"浴室","埋込形","W220","埋込",null,null,null,4000,null,"直管蛍光灯　FHF16EX 高出力形 【23W】",27,2,1,2,0,0,2,null,0,0,1,2,12,30,19.440000000000001,54,19.440000000000001,54,"管球交換"]
[160,31,null,8,null,"浴室","洗面ユニット",null,"壁付け",null,null,null,3000,null,"ボール電球　GC100/110V100W (口金：E26) 【100W】",100,1,1,1,0,0,1,null,1,1,0,0,12,30,36,100,0,"","【対象外】"]
[161,32,null,8,null,"ナースステーション","スクエア","□600","埋込",null,"乳白カバー",null,5000,null,"コンパクト形蛍光灯　FPL55EX 【55W】",58,4,2,8,0,0,8,null,0,0,2,8,12,30,167.04,464,167.04,464,"管球交換"]
[162,32,null,8,null,"スタッフステーション","ダウンライト","φ150","埋込",null,null,null,3000,null,"コンパクト形蛍光灯　FDL18EX 【18W】",21,1,3,3,0,0,3,null,0,0,3,3,12,30,22.68,63,22.68,63,"器具交換"]
[163,32,null,8,null,"ナースステーション","ダウンライト","φ150","埋込",null,null,null,3000,null,"ボール電球　GC100/110V60W (口金：E26) 【60W】",60,1,1,1,0,0,1,null,1,1,0,0,12,30,21.6,60,0,"","【対象外】"]
[164,32,null,8,null,"ナースステーション","埋込形","W220","埋込",null,"Cチャンネル回避",null,4000,null,"直管蛍光灯　FHF32EX 高出力形 【45W】",48,2,1,2,0,0,2,null,0,0,1,2,12,30,34.56,96,34.56,96,"管球交換"]
[165,33,null,8,null,"廊下","コーナー灯",null,"壁付け","間接照明",null,null,4000,null,"直管蛍光灯　FHF32EX 高出力形 【45W】",48,1,13,13,0,0,13,null,0,0,13,13,12,30,224.64,624,224.64,624,"管球交換"]
[166,34,null,8,null,"浴室","ブラケット",null,"壁付け",null,"防水カバー",null,3000,null,"電球形蛍光灯　EFD15/12E (口金：E26) 【12W】",12,1,2,2,0,0,2,null,2,2,0,0,12,30,8.64,24,0,"","【対象外】"]
[167,34,null,8,null,"浴室","埋込形","W220","埋込",null,null,null,4000,null,"直管蛍光灯　FHF16EX 高出力形 【23W】",27,2,1,2,0,0,2,null,0,0,1,2,12,30,19.440000000000001,54,19.440000000000001,54,"管球交換"]
[168,34,null,8,null,"浴室","洗面ユニット",null,"壁付け",null,null,null,3000,null,"ボール電球　GC100/110V100W (口金：E26) 【100W】",100,1,1,1,0,0,1,null,1,1,0,0,12,30,36,100,0,"","【対象外】"]
[169,35,null,8,null,"シャワー室","ブラケット",null,"壁付け",null,"防水カバー",null,3000,null,"電球形蛍光灯　EFD15/12E (口金：E26) 【12W】",12,1,1,1,0,0,1,null,1,1,0,0,12,30,4.32,12,0,"","【対象外】"]
[170,35,null,8,null,"シャワー室","埋込形","W220","埋込",null,null,null,4000,null,"直管蛍光灯　FHF16EX 高出力形 【23W】",27,2,1,2,0,0,2,null,0,0,1,2,12,30,19.440000000000001,54,19.440000000000001,54,"管球交換"]
[171,35,null,8,null,"シャワー室","洗面ユニット",null,"壁付け",null,null,null,3000,null,"ボール電球　GC100/110V100W (口金：E26) 【100W】",100,1,1,1,0,0,1,null,1,1,0,0,12,30,36,100,0,"","【対象外】"]
[172,36,null,8,null,"汚物処理室","逆富士形","W200","天付け",null,null,null,4000,null,"直管蛍光灯　FHF32EX 高出力形 【45W】",48,2,1,2,0,0,2,null,0,0,1,2,12,30,34.56,96,34.56,96,"管球交換"]
[173,37,null,8,null,"洗濯室","埋込形","W220","埋込",null,"Cチャンネル回避",null,4000,null,"直管蛍光灯　FHF32EX 高出力形 【45W】",48,2,1,2,0,0,2,null,0,0,1,2,12,30,34.56,96,34.56,96,"管球交換"]
[174,38,null,8,null,"車椅子トイレ","埋込形","W150","埋込",null,"Cチャンネル回避","人感センサー(別置)",4000,null,"直管蛍光灯　FHF32EX 高出力形 【45W】",48,1,1,1,0,0,1,null,0,0,1,1,12,30,17.28,48,17.28,48,"管球交換"]
[175,38,null,8,null,"車椅子トイレ","ブラケット",null,"壁付け",null,"人感センサー(別置)","カバー",3000,null,"コンパクト形蛍光灯　FML13EX 【13W】",16,1,1,1,0,0,1,null,0,0,1,1,12,30,5.76,16,5.76,16,"器具交換"]
[176,39,null,8,null,"トイレ","ダウンライト","φ150","埋込",null,null,null,3000,"E26","【管球LED済】",0,1,1,1,0,0,1,{"$f":"V192","v":1},1,1,0,0,12,30,0,0,0,"","【LED済】"]
[177,40,null,8,null,"清潔リネン庫","逆富士形","W100","天付け",null,null,null,4000,null,"直管蛍光灯　FHF32EX 高出力形 【45W】",48,1,1,1,0,0,1,null,0,0,1,1,12,30,17.28,48,17.28,48,"管球交換"]
[178,41,null,8,null,"介護浴室","浴室灯",null,"天付け",null,"防水カバー","防水ソケット",4000,null,"直管蛍光灯　FHF32EX 高出力形 【45W】",48,1,6,6,0,0,6,null,0,0,6,6,12,30,103.68,288,103.68,288,"管球交換"]
[179,42,null,8,null,"廊下","コーナー灯",null,"壁付け","間接照明",null,null,4000,null,"直管蛍光灯　FHF32EX 高出力形 【45W】",48,1,34,34,0,0,34,null,0,0,34,34,12,30,587.52,1632,587.52,1632,"管球交換"]
[180,42,null,8,null,"廊下","ダウンライト","φ100","埋込",null,null,null,3000,null,"ミニクリプトン レフ形　KR100/110V45W (口金：E17) 【45W】",45,1,1,1,0,0,1,null,0,0,1,1,12,30,16.2,45,16.2,45,"管球交換"]
[181,42,null,8,null,"廊下","埋込形",null,"埋込",null,null,null,4000,"W280\n案内板付き","直管蛍光灯　FHF16EX 高出力形 【23W】",27,2,2,4,0,0,4,null,0,0,2,4,12,30,38.880000000000003,108,38.880000000000003,108,"管球交換"]
[182,43,null,8,null,"廊下","埋込形","W150","埋込",null,"Cチャンネル回避",null,4000,null,"直管蛍光灯　FHF32EX 高出力形 【45W】",48,1,3,3,0,0,3,null,0,0,3,3,12,30,51.84,144,51.84,144,"管球交換"]
[183,43,null,8,null,"廊下","ダウンライト","φ100","埋込",null,null,null,3000,null,"ミニクリプトン レフ形　KR100/110V45W (口金：E17) 【45W】",45,1,1,1,0,0,1,null,0,0,1,1,12,30,16.2,45,16.2,45,"管球交換"]
[184,44,null,8,null,"廊下","コーナー灯",null,"壁付け","間接照明",null,null,4000,null,"直管蛍光灯　FHF32EX 高出力形 【45W】",48,1,28,28,0,0,28,null,0,0,28,28,12,30,483.84,1344,483.84,1344,"管球交換"]
[185,44,null,8,null,"廊下","埋込形",null,"埋込",null,null,null,4000,"W280\n案内板付き","直管蛍光灯　FHF16EX 高出力形 【23W】",27,2,2,4,0,0,4,null,0,0,2,4,12,30,38.880000000000003,108,38.880000000000003,108,"管球交換"]
[186,44,null,8,null,"廊下","ダウンライト","φ150","埋込",null,null,null,3000,null,"コンパクト形蛍光灯　FDL18EX 【18W】",21,1,2,2,0,0,2,null,0,0,2,2,12,30,15.12,42,15.12,42,"器具交換"]
[187,45,null,8,null,"廊下","コーナー灯",null,"壁付け","間接照明",null,null,4000,null,"直管蛍光灯　FHF32EX 高出力形 【45W】",48,1,6,6,0,0,6,null,0,0,6,6,12,30,103.68,288,103.68,288,"管球交換"]
[188,46,null,8,null,"スタッフステーション","スクエア","□600","埋込",null,"乳白カバー",null,5000,null,"コンパクト形蛍光灯　FPL55EX 【55W】",58,4,2,8,0,0,8,null,0,0,2,8,12,30,167.04,464,167.04,464,"管球交換"]
[189,46,null,8,null,"スタッフステーション","ダウンライト","φ150","埋込",null,null,null,3000,null,"コンパクト形蛍光灯　FDL18EX 【18W】",21,1,3,3,0,0,3,null,0,0,3,3,12,30,22.68,63,22.68,63,"器具交換"]
[190,47,null,8,null,"倉庫2","逆富士形","W120","天付け",null,null,null,4000,null,"直管蛍光灯　FHF32EX 高出力形 【45W】",48,1,2,2,0,0,2,null,0,0,2,2,12,30,34.56,96,34.56,96,"管球交換"]
[191,48,null,8,null,"廊下","コーナー灯",null,"壁付け","間接照明",null,null,4000,null,"直管蛍光灯　FHF32EX 高出力形 【45W】",48,1,6,6,0,0,6,null,0,0,6,6,12,30,103.68,288,103.68,288,"管球交換"]
[192,49,null,8,null,"廊下","コーナー灯",null,"壁付け","間接照明",null,null,4000,null,"直管蛍光灯　FHF32EX 高出力形 【45W】",48,1,13,13,0,0,13,null,0,0,13,13,12,30,224.64,624,224.64,624,"管球交換"]
[{"$f":"IF(COUNTA(B209:O209)=0,\"\",ROW()-16)","v":193},49,null,8,null,"廊下","埋込形",null,"埋込",null,null,null,4000,"W280\n案内板付き","直管蛍光灯　FHF16EX 高出力形 【23W】",27,2,1,{"$f":"IF(R209=\"\",\"\",Q209*R209)","v":2},0,0,{"$f":"IF(S209=\"\",\"\",S209-T209)","v":2},null,{"$f":"IF(O209=\"\",\"\",IF(OR(AH209=\"【対象外】\",AH209=\"【LED済】\"),R209,IF(Y209>0,Y209/Q209,0)))","v":0},{"$f":"IF(O209=\"\",\"\",IF(OR(AH209=\"管球交換 【間引き対象外】\",AH209=\"器具交換 【間引き対象外】\"),T209,IF(OR(AH209=\"【対象外】\",AH209=\"【LED済】\"),S209,0)))","v":0},{"$f":"IF(R209=\"\",\"\",R209-X209)","v":1},{"$f":"IF(S209=\"\",\"\",S209-Y209)","v":2},12,30,{"$f":"IF(O209=\"\",\"\",IF(V209=\"\",\"\",P209*V209*AB209*AC209/1000))","v":19.440000000000001},{"$f":"IF(O209=\"\",\"\",IF(V209=\"\",\"\",P209*V209))","v":54},{"$f":"IF(O209=\"\",\"\",IF(AA209=\"\",\"\",P209*AA209*AB209*AC209/1000))","v":19.440000000000001},{"$f":"IF(O209=\"\",\"\",IF(AA209=\"\",\"\",IF(AA209=0,\"\",P209*AA209)))","v":54},"管球交換"]
[194,50,null,8,null,"851(1床)","ベッド灯",null,null,null,"プルスイッチ",null,3000,"LEDB-30902PWW-LD1","【器具LED済】",0,1,1,1,0,0,1,{"$f":"V210","v":1},1,1,0,0,12,30,0,0,0,"","【LED済】"]
[195,50,null,8,null,"851(1床)","ユニバーサルダウンライト","φ150","埋込","処置灯",null,null,3000,null,"ハロゲンランプ（棒状）　JD110V85W (口金：E11) 【85W】",85,1,1,1,0,0,1,null,0,0,1,1,12,30,30.6,85,30.6,85,"器具交換"]
[196,50,null,8,null,"851(1床)","ダウンライト","φ150","埋込",null,"乳白カバー",null,3000,null,"コンパクト形蛍光灯　FDL13EX 【13W】",16,1,1,1,0,0,1,null,0,0,1,1,12,30,5.76,16,5.76,16,"器具交換"]
[197,50,null,8,null,"851(1床)","ブラケット",null,"壁付け",null,"防水カバー",null,3000,null,"電球形蛍光灯　EFD15/12E (口金：E26) 【12W】",12,1,1,1,0,0,1,null,1,1,0,0,12,30,4.32,12,0,"","【対象外】"]
[198,50,null,8,null,"851(1床)","ブラケット",null,"壁付け",null,"乳白カバー",null,3000,null,"電球形蛍光灯　EFD15/12E (口金：E26) 【12W】",12,1,1,1,0,0,1,null,1,1,0,0,12,30,4.32,12,0,"","【対象外】"]
[199,51,null,8,null,"852(1床)","ベッド灯",null,null,null,"プルスイッチ",null,3000,"LEDB-30902PWW-LD1","【器具LED済】",0,1,1,1,0,0,1,{"$f":"V215","v":1},1,1,0,0,12,30,0,0,0,"","【LED済】"]
[200,51,null,8,null,"852(1床)","ユニバーサルダウンライト","φ150","埋込","処置灯",null,null,3000,null,"ハロゲンランプ（棒状）　JD110V85W (口金：E11) 【85W】",85,1,1,1,0,0,1,null,0,0,1,1,12,30,30.6,85,30.6,85,"器具交換"]
[201,51,null,8,null,"852(1床)","ダウンライト","φ150","埋込",null,"乳白カバー",null,3000,null,"コンパクト形蛍光灯　FDL13EX 【13W】",16,1,1,1,0,0,1,null,0,0,1,1,12,30,5.76,16,5.76,16,"器具交換"]
[202,51,null,8,null,"852(1床)","ブラケット",null,"壁付け",null,"防水カバー",null,3000,null,"電球形蛍光灯　EFD15/12E (口金：E26) 【12W】",12,1,1,1,0,0,1,null,1,1,0,0,12,30,4.32,12,0,"","【対象外】"]
[203,51,null,8,null,"852(1床)","ブラケット",null,"壁付け",null,"乳白カバー",null,3000,null,"電球形蛍光灯　EFD15/12E (口金：E26) 【12W】",12,1,1,1,0,0,1,null,1,1,0,0,12,30,4.32,12,0,"","【対象外】"]
[204,52,null,8,null,"853(1床)","ベッド灯",null,null,null,"プルスイッチ",null,3000,"LEDB-30902PWW-LD1","【器具LED済】",0,1,1,1,0,0,1,{"$f":"V220","v":1},1,1,0,0,12,30,0,0,0,"","【LED済】"]
[205,52,null,8,null,"853(1床)","ユニバーサルダウンライト","φ150","埋込","処置灯",null,null,3000,null,"ハロゲンランプ（棒状）　JD110V85W (口金：E11) 【85W】",85,1,1,1,0,0,1,null,0,0,1,1,12,30,30.6,85,30.6,85,"器具交換"]
[206,52,null,8,null,"853(1床)","ダウンライト","φ150","埋込",null,"乳白カバー",null,3000,null,"コンパクト形蛍光灯　FDL13EX 【13W】",16,1,1,1,0,0,1,null,0,0,1,1,12,30,5.76,16,5.76,16,"器具交換"]
[207,52,null,8,null,"853(1床)","ブラケット",null,"壁付け",null,"防水カバー",null,3000,null,"電球形蛍光灯　EFD15/12E (口金：E26) 【12W】",12,1,1,1,0,0,1,null,1,1,0,0,12,30,4.32,12,0,"","【対象外】"]
[208,52,null,8,null,"853(1床)","ブラケット",null,"壁付け",null,"乳白カバー",null,3000,null,"電球形蛍光灯　EFD15/12E (口金：E26) 【12W】",12,1,1,1,0,0,1,null,1,1,0,0,12,30,4.32,12,0,"","【対象外】"]
[209,53,null,8,null,"854(1床)","ベッド灯",null,null,null,"プルスイッチ",null,3000,"LEDB-30902PWW-LD1","【器具LED済】",0,1,1,1,0,0,1,{"$f":"V225","v":1},1,1,0,0,12,30,0,0,0,"","【LED済】"]
[210,53,null,8,null,"854(1床)","ユニバーサルダウンライト","φ150","埋込","処置灯",null,null,3000,null,"ハロゲンランプ（棒状）　JD110V85W (口金：E11) 【85W】",85,1,1,1,0,0,1,null,0,0,1,1,12,30,30.6,85,30.6,85,"器具交換"]
[211,53,null,8,null,"854(1床)","ダウンライト","φ150","埋込",null,"乳白カバー",null,3000,null,"コンパクト形蛍光灯　FDL13EX 【13W】",16,1,1,1,0,0,1,null,0,0,1,1,12,30,5.76,16,5.76,16,"器具交換"]
[212,53,null,8,null,"854(1床)","ブラケット",null,"壁付け",null,"防水カバー",null,3000,null,"電球形蛍光灯　EFD15/12E (口金：E26) 【12W】",12,1,1,1,0,0,1,null,1,1,0,0,12,30,4.32,12,0,"","【対象外】"]
[213,53,null,8,null,"854(1床)","ブラケット",null,"壁付け",null,"乳白カバー",null,3000,null,"電球形蛍光灯　EFD15/12E (口金：E26) 【12W】",12,1,1,1,0,0,1,null,1,1,0,0,12,30,4.32,12,0,"","【対象外】"]
[214,54,null,8,null,"855(1床)","ベッド灯",null,null,null,"プルスイッチ",null,3000,"LEDB-30902PWW-LD1","【器具LED済】",0,1,1,1,0,0,1,{"$f":"V230","v":1},1,1,0,0,12,30,0,0,0,"","【LED済】"]
[215,54,null,8,null,"855(1床)","ユニバーサルダウンライト","φ150","埋込","処置灯",null,null,3000,null,"ハロゲンランプ（棒状）　JD110V85W (口金：E11) 【85W】",85,1,1,1,0,0,1,null,0,0,1,1,12,30,30.6,85,30.6,85,"器具交換"]
[216,54,null,8,null,"855(1床)","ダウンライト","φ150","埋込",null,"乳白カバー",null,3000,null,"コンパクト形蛍光灯　FDL13EX 【13W】",16,1,1,1,0,0,1,null,0,0,1,1,12,30,5.76,16,5.76,16,"器具交換"]
[217,54,null,8,null,"855(1床)","ブラケット",null,"壁付け",null,"防水カバー",null,3000,null,"電球形蛍光灯　EFD15/12E (口金：E26) 【12W】",12,1,1,1,0,0,1,null,1,1,0,0,12,30,4.32,12,0,"","【対象外】"]
[218,54,null,8,null,"855(1床)","ブラケット",null,"壁付け",null,"乳白カバー",null,3000,null,"電球形蛍光灯　EFD15/12E (口金：E26) 【12W】",12,1,1,1,0,0,1,null,1,1,0,0,12,30,4.32,12,0,"","【対象外】"]
[219,55,null,8,null,"856(1床)","ベッド灯",null,null,null,"プルスイッチ",null,3000,"LEDB-30902PWW-LD1","【器具LED済】",0,1,1,1,0,0,1,{"$f":"V235","v":1},1,1,0,0,12,30,0,0,0,"","【LED済】"]
[220,55,null,8,null,"856(1床)","ユニバーサルダウンライト","φ150","埋込","処置灯",null,null,3000,null,"ハロゲンランプ（棒状）　JD110V85W (口金：E11) 【85W】",85,1,1,1,0,0,1,null,0,0,1,1,12,30,30.6,85,30.6,85,"器具交換"]
[221,55,null,8,null,"856(1床)","ダウンライト","φ150","埋込",null,"乳白カバー",null,3000,null,"コンパクト形蛍光灯　FDL13EX 【13W】",16,1,1,1,0,0,1,null,0,0,1,1,12,30,5.76,16,5.76,16,"器具交換"]
[222,55,null,8,null,"856(1床)","ブラケット",null,"壁付け",null,"防水カバー",null,3000,null,"電球形蛍光灯　EFD15/12E (口金：E26) 【12W】",12,1,1,1,0,0,1,null,1,1,0,0,12,30,4.32,12,0,"","【対象外】"]
[223,55,null,8,null,"856(1床)","ブラケット",null,"壁付け",null,"乳白カバー",null,3000,null,"電球形蛍光灯　EFD15/12E (口金：E26) 【12W】",12,1,1,1,0,0,1,null,1,1,0,0,12,30,4.32,12,0,"","【対象外】"]
[224,56,null,8,null,"857(1床)","ベッド灯",null,null,null,"プルスイッチ",null,3000,"LEDB-30902PWW-LD1","【器具LED済】",0,1,1,1,0,0,1,{"$f":"V240","v":1},1,1,0,0,12,30,0,0,0,"","【LED済】"]
[225,56,null,8,null,"857(1床)","ユニバーサルダウンライト","φ150","埋込","処置灯",null,null,3000,null,"ハロゲンランプ（棒状）　JD110V85W (口金：E11) 【85W】",85,1,1,1,0,0,1,null,0,0,1,1,12,30,30.6,85,30.6,85,"器具交換"]
[226,56,null,8,null,"857(1床)","ダウンライト","φ150","埋込",null,"乳白カバー",null,3000,null,"コンパクト形蛍光灯　FDL13EX 【13W】",16,1,1,1,0,0,1,null,0,0,1,1,12,30,5.76,16,5.76,16,"器具交換"]
[227,56,null,8,null,"857(1床)","ブラケット",null,"壁付け",null,"防水カバー",null,3000,null,"電球形蛍光灯　EFD15/12E (口金：E26) 【12W】",12,1,1,1,0,0,1,null,1,1,0,0,12,30,4.32,12,0,"","【対象外】"]
[228,56,null,8,null,"857(1床)","ブラケット",null,"壁付け",null,"乳白カバー",null,3000,null,"電球形蛍光灯　EFD15/12E (口金：E26) 【12W】",12,1,1,1,0,0,1,null,1,1,0,0,12,30,4.32,12,0,"","【対象外】"]
[229,57,null,8,null,"858(1床)","ベッド灯",null,null,null,"プルスイッチ",null,3000,"LEDB-30902PWW-LD1","【器具LED済】",0,1,1,1,0,0,1,{"$f":"V245","v":1},1,1,0,0,12,30,0,0,0,"","【LED済】"]
[230,57,null,8,null,"858(1床)","ユニバーサルダウンライト","φ150","埋込","処置灯",null,null,3000,null,"ハロゲンランプ（棒状）　JD110V85W (口金：E11) 【85W】",85,1,1,1,0,0,1,null,0,0,1,1,12,30,30.6,85,30.6,85,"器具交換"]
[231,57,null,8,null,"858(1床)","ダウンライト","φ150","埋込",null,"乳白カバー",null,3000,null,"コンパクト形蛍光灯　FDL13EX 【13W】",16,1,1,1,0,0,1,null,0,0,1,1,12,30,5.76,16,5.76,16,"器具交換"]
[232,57,null,8,null,"858(1床)","ブラケット",null,"壁付け",null,"防水カバー",null,3000,null,"電球形蛍光灯　EFD15/12E (口金：E26) 【12W】",12,1,1,1,0,0,1,null,1,1,0,0,12,30,4.32,12,0,"","【対象外】"]
[233,57,null,8,null,"858(1床)","ブラケット",null,"壁付け",null,"乳白カバー",null,3000,null,"電球形蛍光灯　EFD15/12E (口金：E26) 【12W】",12,1,1,1,0,0,1,null,1,1,0,0,12,30,4.32,12,0,"","【対象外】"]
[234,58,null,8,null,"859(1床)","ベッド灯",null,null,null,"プルスイッチ",null,3000,"LEDB-30902PWW-LD1","【器具LED済】",0,1,1,1,0,0,1,{"$f":"V250","v":1},1,1,0,0,12,30,0,0,0,"","【LED済】"]
[235,58,null,8,null,"859(1床)","ユニバーサルダウンライト","φ150","埋込","処置灯",null,null,3000,null,"ハロゲンランプ（棒状）　JD110V85W (口金：E11) 【85W】",85,1,1,1,0,0,1,null,0,0,1,1,12,30,30.6,85,30.6,85,"器具交換"]
[236,58,null,8,null,"859(1床)","ダウンライト","φ150","埋込",null,"乳白カバー",null,3000,null,"コンパクト形蛍光灯　FDL13EX 【13W】",16,1,1,1,0,0,1,null,0,0,1,1,12,30,5.76,16,5.76,16,"器具交換"]
[237,58,null,8,null,"859(1床)","ブラケット",null,"壁付け",null,"防水カバー",null,3000,null,"電球形蛍光灯　EFD15/12E (口金：E26) 【12W】",12,1,1,1,0,0,1,null,1,1,0,0,12,30,4.32,12,0,"","【対象外】"]
[238,58,null,8,null,"859(1床)","ブラケット",null,"壁付け",null,"乳白カバー",null,3000,null,"電球形蛍光灯　EFD15/12E (口金：E26) 【12W】",12,1,1,1,0,0,1,null,1,1,0,0,12,30,4.32,12,0,"","【対象外】"]
[239,59,null,8,null,"860(1床)","ベッド灯",null,null,null,"プルスイッチ",null,3000,"LEDB-30902PWW-LD1","【器具LED済】",0,1,1,1,0,0,1,{"$f":"V255","v":1},1,1,0,0,12,30,0,0,0,"","【LED済】"]
[240,59,null,8,null,"860(1床)","ユニバーサルダウンライト","φ150","埋込","処置灯",null,null,3000,null,"ハロゲンランプ（棒状）　JD110V85W (口金：E11) 【85W】",85,1,1,1,0,0,1,null,0,0,1,1,12,30,30.6,85,30.6,85,"器具交換"]
[241,59,null,8,null,"860(1床)","ダウンライト","φ150","埋込",null,"乳白カバー",null,3000,null,"コンパクト形蛍光灯　FDL13EX 【13W】",16,1,1,1,0,0,1,null,0,0,1,1,12,30,5.76,16,5.76,16,"器具交換"]
[242,59,null,8,null,"860(1床)","ブラケット",null,"壁付け",null,"防水カバー",null,3000,null,"電球形蛍光灯　EFD15/12E (口金：E26) 【12W】",12,1,1,1,0,0,1,null,1,1,0,0,12,30,4.32,12,0,"","【対象外】"]
[243,59,null,8,null,"860(1床)","ブラケット",null,"壁付け",null,"乳白カバー",null,3000,null,"電球形蛍光灯　EFD15/12E (口金：E26) 【12W】",12,1,1,1,0,0,1,null,1,1,0,0,12,30,4.32,12,0,"","【対象外】"]
[244,60,null,8,null,"861(1床)","ベッド灯",null,null,null,"プルスイッチ",null,3000,"LEDB-30902PWW-LD1","【器具LED済】",0,1,1,1,0,0,1,{"$f":"V260","v":1},1,1,0,0,12,30,0,0,0,"","【LED済】"]
[245,60,null,8,null,"861(1床)","ユニバーサルダウンライト","φ150","埋込","処置灯",null,null,3000,null,"ハロゲンランプ（棒状）　JD110V85W (口金：E11) 【85W】",85,1,1,1,0,0,1,null,0,0,1,1,12,30,30.6,85,30.6,85,"器具交換"]
[246,60,null,8,null,"861(1床)","ダウンライト","φ150","埋込",null,"乳白カバー",null,3000,null,"コンパクト形蛍光灯　FDL13EX 【13W】",16,1,1,1,0,0,1,null,0,0,1,1,12,30,5.76,16,5.76,16,"器具交換"]
[247,60,null,8,null,"861(1床)","ブラケット",null,"壁付け",null,"防水カバー",null,3000,null,"電球形蛍光灯　EFD15/12E (口金：E26) 【12W】",12,1,1,1,0,0,1,null,1,1,0,0,12,30,4.32,12,0,"","【対象外】"]
[248,60,null,8,null,"861(1床)","ブラケット",null,"壁付け",null,"乳白カバー",null,3000,null,"電球形蛍光灯　EFD15/12E (口金：E26) 【12W】",12,1,1,1,0,0,1,null,1,1,0,0,12,30,4.32,12,0,"","【対象外】"]
[249,61,null,8,null,"862(1床)","ユニバーサルダウンライト","φ150","埋込","処置灯",null,null,3000,null,"ハロゲンランプ（棒状）　JD110V85W (口金：E11) 【85W】",85,1,1,1,0,0,1,null,0,0,1,1,12,30,30.6,85,30.6,85,"器具交換"]
[250,61,null,8,null,"862(1床)","丸形シーリング",null,"天付け",null,"乳白カバー",null,3000,"HA9661FEP","円型蛍光灯 ツイン　FCL30・32E 【58W】",61,1,1,1,0,0,1,null,0,0,1,1,12,30,21.96,61,21.96,61,"器具交換"]
[251,61,null,8,null,"862(1床)","ダウンライト","φ150","埋込",null,"乳白カバー",null,3000,null,"コンパクト形蛍光灯　FDL13EX 【13W】",16,1,1,1,0,0,1,null,0,0,1,1,12,30,5.76,16,5.76,16,"器具交換"]
[252,61,null,8,null,"862(1床)","ダウンライト","φ150","埋込",null,"乳白カバー",null,3000,null,"電球形蛍光灯　EFD15/12E (口金：E26) 【12W】",12,1,3,3,0,0,3,null,3,3,0,0,12,30,12.96,36,0,"","【対象外】"]
[253,61,null,8,null,"862(1床)","流し元灯",null,"天付け",null,null,null,5000,null,"直管蛍光灯　FL15 【15W】",18,1,1,1,0,0,1,null,0,0,1,1,12,30,6.48,18,6.48,18,"管球交換"]
[254,61,null,8,null,"862(1床)","ブラケット",null,"壁付け",null,"乳白カバー",null,3000,null,"電球形蛍光灯　EFD15/12E (口金：E26) 【12W】",12,1,1,1,0,0,1,null,1,1,0,0,12,30,4.32,12,0,"","【対象外】"]
[255,61,null,8,null,"862(1床)","ブラケット",null,"壁付け",null,"防水カバー",null,3000,null,"ホワイト電球　LW100/110V60W (口金：E26) 【60W】",60,1,1,1,0,0,1,null,1,1,0,0,12,30,21.6,60,0,"","【対象外】"]
[256,61,null,8,null,"862(1床)","ベッド灯",null,null,null,"プルスイッチ",null,3000,null,"【器具LED済】",0,1,1,1,0,0,1,{"$f":"V272","v":1},1,1,0,0,12,30,0,0,0,"","【LED済】"]
[{"$f":"IF(COUNTA(B273:O273)=0,\"\",ROW()-16)","v":257},62,null,8,null,"863(1床)","ユニバーサルダウンライト","φ150","埋込","処置灯",null,null,3000,null,"ハロゲンランプ（棒状）　JD110V85W (口金：E11) 【85W】",85,1,1,{"$f":"IF(R273=\"\",\"\",Q273*R273)","v":1},0,0,{"$f":"IF(S273=\"\",\"\",S273-T273)","v":1},null,{"$f":"IF(O273=\"\",\"\",IF(OR(AH273=\"【対象外】\",AH273=\"【LED済】\"),R273,IF(Y273>0,Y273/Q273,0)))","v":0},{"$f":"IF(O273=\"\",\"\",IF(OR(AH273=\"管球交換 【間引き対象外】\",AH273=\"器具交換 【間引き対象外】\"),T273,IF(OR(AH273=\"【対象外】\",AH273=\"【LED済】\"),S273,0)))","v":0},{"$f":"IF(R273=\"\",\"\",R273-X273)","v":1},{"$f":"IF(S273=\"\",\"\",S273-Y273)","v":1},12,30,{"$f":"IF(O273=\"\",\"\",IF(V273=\"\",\"\",P273*V273*AB273*AC273/1000))","v":30.6},{"$f":"IF(O273=\"\",\"\",IF(V273=\"\",\"\",P273*V273))","v":85},{"$f":"IF(O273=\"\",\"\",IF(AA273=\"\",\"\",P273*AA273*AB273*AC273/1000))","v":30.6},{"$f":"IF(O273=\"\",\"\",IF(AA273=\"\",\"\",IF(AA273=0,\"\",P273*AA273)))","v":85},"器具交換"]
[258,62,null,8,null,"863(1床)","丸形シーリング",null,"天付け",null,"乳白カバー",null,3000,"HA9661FEP","円型蛍光灯 ツイン　FCL30・32E 【58W】",61,1,1,1,0,0,1,null,0,0,1,1,12,30,21.96,61,21.96,61,"器具交換"]
[259,62,null,8,null,"863(1床)","ダウンライト","φ150","埋込",null,"乳白カバー",null,3000,null,"コンパクト形蛍光灯　FDL13EX 【13W】",16,1,1,1,0,0,1,null,0,0,1,1,12,30,5.76,16,5.76,16,"器具交換"]
[260,62,null,8,null,"863(1床)","ダウンライト","φ150","埋込",null,"乳白カバー",null,3000,null,"電球形蛍光灯　EFD15/12E (口金：E26) 【12W】",12,1,3,3,0,0,3,null,3,3,0,0,12,30,12.96,36,0,"","【対象外】"]
[261,62,null,8,null,"863(1床)","流し元灯",null,"天付け",null,null,null,5000,null,"直管蛍光灯　FL15 【15W】",18,1,1,1,0,0,1,null,0,0,1,1,12,30,6.48,18,6.48,18,"管球交換"]
[262,62,null,8,null,"863(1床)","ブラケット",null,"壁付け",null,"乳白カバー",null,3000,null,"電球形蛍光灯　EFD15/12E (口金：E26) 【12W】",12,1,1,1,0,0,1,null,1,1,0,0,12,30,4.32,12,0,"","【対象外】"]
[263,62,null,8,null,"863(1床)","ブラケット",null,"壁付け",null,"防水カバー",null,3000,null,"ホワイト電球　LW100/110V60W (口金：E26) 【60W】",60,1,1,1,0,0,1,null,1,1,0,0,12,30,21.6,60,0,"","【対象外】"]
[264,62,null,8,null,"863(1床)","ベッド灯",null,null,null,"プルスイッチ",null,3000,null,"【器具LED済】",0,1,1,1,0,0,1,{"$f":"V280","v":1},1,1,0,0,12,30,0,0,0,"","【LED済】"]
[265,64,null,8,null,"864(1床)","ベッド灯",null,null,null,"プルスイッチ",null,3000,"LEDB-30902PWW-LD1","【器具LED済】",0,1,1,1,0,0,1,1,1,1,0,0,12,30,0,0,0,"","【LED済】"]
[266,64,null,8,null,"864(1床)","ユニバーサルダウンライト","φ150","埋込","処置灯",null,null,3000,null,"ハロゲンランプ（棒状）　JD110V85W (口金：E11) 【85W】",85,1,1,1,0,0,1,null,0,0,1,1,12,30,30.6,85,30.6,85,"器具交換"]
[267,64,null,8,null,"864(1床)","ダウンライト","φ150","埋込",null,"乳白カバー",null,3000,null,"コンパクト形蛍光灯　FDL13EX 【13W】",16,1,2,2,0,0,2,null,0,0,2,2,12,30,11.52,32,11.52,32,"器具交換"]
[268,64,null,8,null,"864(1床)","ダウンライト","φ150","埋込",null,"乳白カバー",null,3000,"E26","【管球LED済】",0,1,1,1,0,0,1,{"$f":"V284","v":1},1,1,0,0,12,30,0,0,0,"","【LED済】"]
[269,64,null,8,null,"864(1床)","ブラケット",null,"壁付け",null,"乳白カバー",null,3000,null,"電球形蛍光灯　EFD15/12E (口金：E26) 【12W】",12,1,1,1,0,0,1,null,1,1,0,0,12,30,4.32,12,0,"","【対象外】"]
[270,65,null,8,null,"865(1床)","ベッド灯",null,null,null,"プルスイッチ",null,3000,"LEDB-30902PWW-LD1","【器具LED済】",0,1,1,1,0,0,1,{"$f":"V286","v":1},1,1,0,0,12,30,0,0,0,"","【LED済】"]
[271,65,null,8,null,"865(1床)","ユニバーサルダウンライト","φ150","埋込","処置灯",null,null,3000,null,"ハロゲンランプ（棒状）　JD110V85W (口金：E11) 【85W】",85,1,1,1,0,0,1,null,0,0,1,1,12,30,30.6,85,30.6,85,"器具交換"]
[272,65,null,8,null,"865(1床)","ダウンライト","φ150","埋込",null,"乳白カバー",null,3000,null,"コンパクト形蛍光灯　FDL13EX 【13W】",16,1,2,2,0,0,2,null,0,0,2,2,12,30,11.52,32,11.52,32,"器具交換"]
[273,65,null,8,null,"865(1床)","ダウンライト","φ150","埋込",null,"乳白カバー",null,3000,"E26","【管球LED済】",0,1,1,1,0,0,1,{"$f":"V289","v":1},1,1,0,0,12,30,0,0,0,"","【LED済】"]
[274,65,null,8,null,"865(1床)","ブラケット",null,"壁付け",null,"乳白カバー",null,3000,null,"電球形蛍光灯　EFD15/12E (口金：E26) 【12W】",12,1,1,1,0,0,1,null,1,1,0,0,12,30,4.32,12,0,"","【対象外】"]
[275,66,null,8,null,"866(1床)","ベッド灯",null,null,null,"プルスイッチ",null,3000,"LEDB-30902PWW-LD1","【器具LED済】",0,1,1,1,0,0,1,{"$f":"V291","v":1},1,1,0,0,12,30,0,0,0,"","【LED済】"]
[276,66,null,8,null,"866(1床)","ユニバーサルダウンライト","φ150","埋込","処置灯",null,null,3000,null,"ハロゲンランプ（棒状）　JD110V85W (口金：E11) 【85W】",85,1,1,1,0,0,1,null,0,0,1,1,12,30,30.6,85,30.6,85,"器具交換"]
[277,66,null,8,null,"866(1床)","ダウンライト","φ150","埋込",null,"乳白カバー",null,3000,null,"コンパクト形蛍光灯　FDL13EX 【13W】",16,1,2,2,0,0,2,null,0,0,2,2,12,30,11.52,32,11.52,32,"器具交換"]
[278,66,null,8,null,"866(1床)","ダウンライト","φ150","埋込",null,"乳白カバー",null,3000,"E26","【管球LED済】",0,1,1,1,0,0,1,{"$f":"V294","v":1},1,1,0,0,12,30,0,0,0,"","【LED済】"]
[279,66,null,8,null,"866(1床)","ブラケット",null,"壁付け",null,"乳白カバー",null,3000,null,"電球形蛍光灯　EFD15/12E (口金：E26) 【12W】",12,1,1,1,0,0,1,null,1,1,0,0,12,30,4.32,12,0,"","【対象外】"]
[280,67,null,8,null,"867(1床)","ベッド灯",null,null,null,"プルスイッチ",null,3000,"LEDB-30902PWW-LD1","【器具LED済】",0,1,1,1,0,0,1,{"$f":"V296","v":1},1,1,0,0,12,30,0,0,0,"","【LED済】"]
[281,67,null,8,null,"867(1床)","ユニバーサルダウンライト","φ150","埋込","処置灯",null,null,3000,null,"ハロゲンランプ（棒状）　JD110V85W (口金：E11) 【85W】",85,1,1,1,0,0,1,null,0,0,1,1,12,30,30.6,85,30.6,85,"器具交換"]
[282,67,null,8,null,"867(1床)","ダウンライト","φ150","埋込",null,"乳白カバー",null,3000,null,"コンパクト形蛍光灯　FDL13EX 【13W】",16,1,2,2,0,0,2,null,0,0,2,2,12,30,11.52,32,11.52,32,"器具交換"]
[283,67,null,8,null,"867(1床)","ダウンライト","φ150","埋込",null,"乳白カバー",null,3000,"E26","【管球LED済】",0,1,1,1,0,0,1,{"$f":"V299","v":1},1,1,0,0,12,30,0,0,0,"","【LED済】"]
[284,67,null,8,null,"867(1床)","ブラケット",null,"壁付け",null,"乳白カバー",null,3000,null,"電球形蛍光灯　EFD15/12E (口金：E26) 【12W】",12,1,1,1,0,0,1,null,1,1,0,0,12,30,4.32,12,0,"","【対象外】"]
[285,68,null,8,null,"868(1床)","ベッド灯",null,null,null,"プルスイッチ",null,3000,"LEDB-30902PWW-LD1","【器具LED済】",0,1,1,1,0,0,1,{"$f":"V301","v":1},1,1,0,0,12,30,0,0,0,"","【LED済】"]
[286,68,null,8,null,"868(1床)","ユニバーサルダウンライト","φ150","埋込","処置灯",null,null,3000,null,"ハロゲンランプ（棒状）　JD110V85W (口金：E11) 【85W】",85,1,1,1,0,0,1,null,0,0,1,1,12,30,30.6,85,30.6,85,"器具交換"]
[287,68,null,8,null,"868(1床)","ダウンライト","φ150","埋込",null,"乳白カバー",null,3000,null,"コンパクト形蛍光灯　FDL13EX 【13W】",16,1,2,2,0,0,2,null,0,0,2,2,12,30,11.52,32,11.52,32,"器具交換"]
[288,68,null,8,null,"868(1床)","ダウンライト","φ150","埋込",null,"乳白カバー",null,3000,"E26","【管球LED済】",0,1,1,1,0,0,1,{"$f":"V304","v":1},1,1,0,0,12,30,0,0,0,"","【LED済】"]
[289,68,null,8,null,"868(1床)","ブラケット",null,"壁付け",null,"乳白カバー",null,3000,null,"電球形蛍光灯　EFD15/12E (口金：E26) 【12W】",12,1,1,1,0,0,1,null,1,1,0,0,12,30,4.32,12,0,"","【対象外】"]
[290,69,null,8,null,"869(1床)","ベッド灯",null,null,null,"プルスイッチ",null,3000,"LEDB-30902PWW-LD1","【器具LED済】",0,1,1,1,0,0,1,{"$f":"V306","v":1},1,1,0,0,12,30,0,0,0,"","【LED済】"]
[291,69,null,8,null,"869(1床)","ユニバーサルダウンライト","φ150","埋込","処置灯",null,null,3000,null,"ハロゲンランプ（棒状）　JD110V85W (口金：E11) 【85W】",85,1,1,1,0,0,1,null,0,0,1,1,12,30,30.6,85,30.6,85,"器具交換"]
[292,69,null,8,null,"869(1床)","ダウンライト","φ150","埋込",null,"乳白カバー",null,3000,null,"コンパクト形蛍光灯　FDL13EX 【13W】",16,1,2,2,0,0,2,null,0,0,2,2,12,30,11.52,32,11.52,32,"器具交換"]
[293,69,null,8,null,"869(1床)","ダウンライト","φ150","埋込",null,"乳白カバー",null,3000,"E26","【管球LED済】",0,1,1,1,0,0,1,{"$f":"V309","v":1},1,1,0,0,12,30,0,0,0,"","【LED済】"]
[294,69,null,8,null,"869(1床)","ブラケット",null,"壁付け",null,"乳白カバー",null,3000,null,"電球形蛍光灯　EFD15/12E (口金：E26) 【12W】",12,1,1,1,0,0,1,null,1,1,0,0,12,30,4.32,12,0,"","【対象外】"]
[295,70,null,8,null,"870(1床)","ベッド灯",null,null,null,"プルスイッチ",null,3000,"LEDB-30902PWW-LD1","【器具LED済】",0,1,1,1,0,0,1,{"$f":"V311","v":1},1,1,0,0,12,30,0,0,0,"","【LED済】"]
[296,70,null,8,null,"870(1床)","ユニバーサルダウンライト","φ150","埋込","処置灯",null,null,3000,null,"ハロゲンランプ（棒状）　JD110V85W (口金：E11) 【85W】",85,1,1,1,0,0,1,null,0,0,1,1,12,30,30.6,85,30.6,85,"器具交換"]
[297,70,null,8,null,"870(1床)","ダウンライト","φ150","埋込",null,"乳白カバー",null,3000,null,"コンパクト形蛍光灯　FDL13EX 【13W】",16,1,2,2,0,0,2,null,0,0,2,2,12,30,11.52,32,11.52,32,"器具交換"]
[298,70,null,8,null,"870(1床)","ダウンライト","φ150","埋込",null,"乳白カバー",null,3000,"E26","【管球LED済】",0,1,1,1,0,0,1,{"$f":"V314","v":1},1,1,0,0,12,30,0,0,0,"","【LED済】"]
[299,70,null,8,null,"870(1床)","ブラケット",null,"壁付け",null,"乳白カバー",null,3000,null,"電球形蛍光灯　EFD15/12E (口金：E26) 【12W】",12,1,1,1,0,0,1,null,1,1,0,0,12,30,4.32,12,0,"","【対象外】"]
[300,71,null,8,null,"サンルーム","埋込形","φ450","埋込",null,"乳白カバー",null,5000,null,"二重環形蛍光灯　FHD100E 【97W】",100,1,6,6,0,0,6,null,0,0,6,6,12,30,216,600,216,600,"器具交換"]
[301,71,null,8,null,"サンルーム","ダウンライト","φ150","埋込",null,null,null,3000,null,"コンパクト形蛍光灯　FDL18EX 【18W】",21,1,11,11,0,0,11,null,0,0,11,11,12,30,83.16,231,83.16,231,"器具交換"]
[302,71,null,8,null,"サンルーム","埋込形","φ250","埋込",null,"乳白カバー",null,5000,null,"コンパクト形蛍光灯　FML36EX 【36W】",39,1,1,1,0,0,1,null,0,0,1,1,12,30,14.04,39,14.04,39,"器具交換"]
[303,72,null,8,null,"浴室","埋込形","W150","埋込",null,"Cチャンネル回避",null,4000,null,"直管蛍光灯　FHF32EX 高出力形 【45W】",48,1,1,1,0,0,1,null,0,0,1,1,12,30,17.28,48,17.28,48,"管球交換"]
[304,72,null,8,null,"浴室","ブラケット",null,"壁付け",null,"乳白カバー",null,3000,null,"コンパクト形蛍光灯　FML13EX 【13W】",16,1,1,1,0,0,1,null,0,0,1,1,12,30,5.76,16,5.76,16,"器具交換"]
[305,72,null,8,null,"浴室","ブラケット",null,"壁付け",null,"防水カバー",null,3000,"φ320","円形蛍光灯　FCL30　省電力形 【28W】",31,1,2,2,0,0,2,null,0,0,2,2,12,30,22.32,62,22.32,62,"器具交換"]
[306,73,null,8,null,"家族控室","スクエア","□450","埋込",null,"乳白カバー",null,5000,null,"コンパクト形蛍光灯　FHP32E 【32W】",35,3,2,6,0,0,6,null,0,0,2,6,12,30,75.599999999999994,210,75.599999999999994,210,"管球交換"]
[307,73,null,8,null,"家族控室","ダウンライト","φ150","埋込",null,null,null,3000,null,"コンパクト形蛍光灯　FDL18EX 【18W】",21,1,1,1,0,0,1,null,0,0,1,1,12,30,7.56,21,7.56,21,"器具交換"]
[308,73,null,8,null,"家族控室","洗面ユニット",null,"壁付け",null,null,null,3000,null,"ボール電球　GC100/110V100W (口金：E26) 【100W】",100,1,1,1,0,0,1,null,1,1,0,0,12,30,36,100,0,"","【対象外】"]
[309,74,null,8,null,"倉庫","埋込形","W150","埋込",null,"Cチャンネル回避",null,4000,null,"直管蛍光灯　FHF32EX 高出力形 【45W】",48,1,2,2,0,0,2,null,0,0,2,2,12,30,34.56,96,34.56,96,"管球交換"]
[310,75,null,8,null,"汚物処理室","埋込形","W220","埋込",null,null,null,4000,null,"直管蛍光灯　FHF32EX 高出力形 【45W】",48,2,1,2,0,0,2,null,0,0,1,2,12,30,34.56,96,34.56,96,"管球交換"]
[311,76,null,8,null,"車椅子トイレ","埋込形","W150","埋込",null,"人感センサー(別置)",null,4000,null,"直管蛍光灯　FHF32EX 高出力形 【45W】",48,1,1,1,0,0,1,null,0,0,1,1,12,30,17.28,48,17.28,48,"管球交換"]
[312,76,null,8,null,"車椅子トイレ","ブラケット",null,"壁付け",null,"乳白カバー","人感センサー(別置)",3000,null,"コンパクト形蛍光灯　FML13EX 【13W】",16,1,1,1,0,0,1,null,0,0,1,1,12,30,5.76,16,5.76,16,"器具交換"]
[313,77,null,8,null,"車椅子トイレ","埋込形","W150","埋込",null,"人感センサー(別置)",null,4000,null,"直管蛍光灯　FHF32EX 高出力形 【45W】",48,1,1,1,0,0,1,null,0,0,1,1,12,30,17.28,48,17.28,48,"管球交換"]
[314,77,null,8,null,"車椅子トイレ","ブラケット",null,"壁付け",null,"乳白カバー","人感センサー(別置)",3000,null,"コンパクト形蛍光灯　FML13EX 【13W】",16,1,1,1,0,0,1,null,0,0,1,1,12,30,5.76,16,5.76,16,"器具交換"]
[315,78,null,8,null,"洗濯室","埋込形","W220",null,null,null,null,4000,null,"直管蛍光灯　FHF16EX 高出力形 【23W】",27,2,1,2,0,0,2,null,0,0,1,2,12,30,19.440000000000001,54,19.440000000000001,54,"管球交換"]
[316,79,null,8,null,"キッチン","埋込形","W220","埋込",null,null,null,4000,null,"直管蛍光灯　FHF32EX 高出力形 【45W】",48,2,1,2,0,0,2,null,0,0,1,2,12,30,34.56,96,34.56,96,"管球交換"]
[317,79,null,8,null,"キッチン","流し元灯",null,"天付け",null,"プルスイッチ",null,5000,null,"直管蛍光灯　FL20S 【20W】",23,1,1,1,0,0,1,null,0,0,1,1,12,30,8.2799999999999994,23,8.2799999999999994,23,"管球交換"]
[318,80,null,8,null,"スタッフステーション","スクエア","□900","埋込",null,"乳白カバー",null,5000,null,"コンパクト形蛍光灯　FPR96EX 【96W】",100,4,5,20,0,0,20,null,0,0,5,20,12,30,720,2000,720,2000,"管球交換"]
[319,80,null,8,null,"スタッフステーション","埋込形","W150","埋込",null,null,null,4000,null,"直管蛍光灯　FHF32EX 高出力形 【45W】",48,1,2,2,0,0,2,null,0,0,2,2,12,30,34.56,96,34.56,96,"管球交換"]
[320,80,null,8,null,"スタッフステーション","ダウンライト","φ150","埋込",null,null,null,3000,null,"コンパクト形蛍光灯　FDL18EX 【18W】",21,1,3,3,0,0,3,null,0,0,3,3,12,30,22.68,63,22.68,63,"器具交換"]
[{"$f":"IF(COUNTA(B337:O337)=0,\"\",ROW()-16)","v":321},81,null,8,null,"休憩室","埋込形","W150",null,null,"Cチャンネル回避",null,4000,null,"直管蛍光灯　FHF32EX 高出力形 【45W】",48,1,2,{"$f":"IF(R337=\"\",\"\",Q337*R337)","v":2},0,0,{"$f":"IF(S337=\"\",\"\",S337-T337)","v":2},null,{"$f":"IF(O337=\"\",\"\",IF(OR(AH337=\"【対象外】\",AH337=\"【LED済】\"),R337,IF(Y337>0,Y337/Q337,0)))","v":0},{"$f":"IF(O337=\"\",\"\",IF(OR(AH337=\"管球交換 【間引き対象外】\",AH337=\"器具交換 【間引き対象外】\"),T337,IF(OR(AH337=\"【対象外】\",AH337=\"【LED済】\"),S337,0)))","v":0},{"$f":"IF(R337=\"\",\"\",R337-X337)","v":2},{"$f":"IF(S337=\"\",\"\",S337-Y337)","v":2},12,30,{"$f":"IF(O337=\"\",\"\",IF(V337=\"\",\"\",P337*V337*AB337*AC337/1000))","v":34.56},{"$f":"IF(O337=\"\",\"\",IF(V337=\"\",\"\",P337*V337))","v":96},{"$f":"IF(O337=\"\",\"\",IF(AA337=\"\",\"\",P337*AA337*AB337*AC337/1000))","v":34.56},{"$f":"IF(O337=\"\",\"\",IF(AA337=\"\",\"\",IF(AA337=0,\"\",P337*AA337)))","v":96},"管球交換"]
[322,82,null,8,null,"廊下","コーナー灯",null,"壁付け","間接照明",null,null,4000,null,"直管蛍光灯　FHF32EX 高出力形 【45W】",48,1,18,18,12,0,6,null,0,0,18,18,12,30,103.68,288,311.04000000000002,864,"管球交換"]
[323,82,null,8,null,"廊下","埋込形",null,"埋込",null,null,null,4000,"W280\n案内板付き","直管蛍光灯　FHF16EX 高出力形 【23W】",27,2,1,2,0,0,2,null,0,0,1,2,12,30,19.440000000000001,54,19.440000000000001,54,"管球交換"]
[324,83,null,8,null,"廊下","コーナー灯",null,"壁付け","間接照明",null,null,4000,null,"直管蛍光灯　FHF32EX 高出力形 【45W】",48,1,6,6,4,0,2,null,0,0,6,6,12,30,34.56,96,103.68,288,"管球交換"]
[325,84,null,8,null,"廊下","コーナー灯",null,"壁付け","間接照明",null,null,4000,null,"直管蛍光灯　FHF32EX 高出力形 【45W】",48,1,33,33,22,0,11,null,0,0,33,33,12,30,190.08,528,570.24,1584,"管球交換"]
[326,84,null,8,null,"廊下","埋込形",null,"埋込",null,null,null,4000,"W280\n案内板付き","直管蛍光灯　FHF16EX 高出力形 【23W】",27,2,1,2,0,0,2,null,0,0,1,2,12,30,19.440000000000001,54,19.440000000000001,54,"管球交換"]
[327,85,null,8,null,"面談室","埋込形","W150","埋込",null,"Cチャンネル回避",null,4000,null,"直管蛍光灯　FHF32EX 高出力形 【45W】",48,1,2,2,0,0,2,null,0,0,2,2,12,30,34.56,96,34.56,96,"管球交換"]
[328,86,null,8,null,"看護師休憩室","埋込形","W150","埋込",null,"Cチャンネル回避",null,4000,null,"直管蛍光灯　FHF32EX 高出力形 【45W】",48,1,2,2,0,0,2,null,0,0,2,2,12,30,34.56,96,34.56,96,"管球交換"]
[329,87,null,8,null,"ボランティア室","埋込形","W150","埋込",null,"Cチャンネル回避",null,4000,null,"直管蛍光灯　FHF32EX 高出力形 【45W】",48,1,2,2,0,0,2,null,0,0,2,2,12,30,34.56,96,34.56,96,"管球交換"]
[330,87,null,8,null,"ボランティア室","流し元灯",null,"壁付け",null,"プルスイッチ",null,5000,null,"直管蛍光灯　FL20S 【20W】",23,1,1,1,0,0,1,null,0,0,1,1,12,30,8.2799999999999994,23,8.2799999999999994,23,"管球交換"]
[331,88,null,8,null,"物置","埋込形","W220","埋込",null,null,null,4000,null,"直管蛍光灯　FHF16EX 高出力形 【23W】",27,2,1,2,0,0,2,null,0,0,1,2,12,30,19.440000000000001,54,19.440000000000001,54,"管球交換"]
[332,88,null,8,null,"物置","埋込形","W150","埋込",null,"Cチャンネル回避",null,4000,null,"直管蛍光灯　FHF16EX 高出力形 【23W】",27,1,1,1,0,0,1,null,0,0,1,1,12,30,9.7200000000000006,27,9.7200000000000006,27,"管球交換"]
[333,89,null,8,null,"トイレ","ダウンライト","φ150","埋込",null,null,null,3000,null,"電球形蛍光灯　EFD15/12E (口金：E26) 【12W】",12,1,1,1,0,0,1,null,1,1,0,0,12,30,4.32,12,0,"","【対象外】"]
[334,90,null,8,null,"倉庫","逆富士形","W120","天付け",null,null,null,4000,null,"直管蛍光灯　FHF32EX 高出力形 【45W】",48,1,1,1,0,0,1,null,0,0,1,1,12,30,17.28,48,17.28,48,"管球交換"]
[335,91,null,8,null,"ナースステーション","スクエア","□600","埋込",null,"乳白カバー",null,5000,null,"コンパクト形蛍光灯　FPL55EX 【55W】",58,4,2,8,0,0,8,null,0,0,2,8,12,30,167.04,464,167.04,464,"管球交換"]
[336,91,null,8,null,"ナースステーション","埋込形","W150","埋込",null,null,null,4000,"2連結","直管蛍光灯　FHF32EX 高出力形 【45W】",48,1,2,2,0,0,2,null,0,0,2,2,12,30,34.56,96,34.56,96,"管球交換"]
[337,91,null,8,null,"スタッフステーション","ダウンライト","φ150","埋込",null,null,null,3000,null,"コンパクト形蛍光灯　FDL18EX 【18W】",21,1,4,4,0,0,4,null,0,0,4,4,12,30,30.24,84,30.24,84,"器具交換"]
[338,92,null,8,null,"EVホール","埋込形","φ600","埋込",null,"乳白カバー",null,5000,null,"二重環形蛍光灯　FHD100E 【97W】",100,2,5,10,0,0,10,null,0,0,5,10,12,30,360,1000,360,1000,"器具交換"]
[339,92,null,8,null,"EVホール","埋込形","W220","埋込",null,"ウォールウォッシャー",null,4000,null,"直管蛍光灯　FHF32EX 高出力形 【45W】",48,1,1,1,0,0,1,null,0,0,1,1,12,30,17.28,48,17.28,48,"管球交換"]
[340,92,null,8,null,"EVホール","ダウンライト","φ150","埋込",null,"乳白カバー",null,3000,null,"コンパクト形蛍光灯　FDL18EX 【18W】",21,1,4,4,0,0,4,null,0,0,4,4,12,30,30.24,84,30.24,84,"器具交換"]
[341,92,null,8,null,"EVホール","ダウンライト","φ150","埋込",null,null,null,3000,null,"コンパクト形蛍光灯　FDL18EX 【18W】",21,1,6,6,0,0,6,null,0,0,6,6,12,30,45.36,126,45.36,126,"器具交換"]
[342,93,null,8,null,"トイレ","ダウンライト","φ150","埋込",null,null,null,3000,null,"電球形蛍光灯　EFD15/12E (口金：E26) 【12W】",12,1,1,1,0,0,1,null,1,1,0,0,12,30,4.32,12,0,"","【対象外】"]
[343,94,null,8,null,"附室","埋込形","W150","埋込",null,"Cチャンネル回避",null,4000,null,"直管蛍光灯　FHF32EX 高出力形 【45W】",48,1,2,2,0,0,2,null,0,0,2,2,12,30,34.56,96,34.56,96,"管球交換"]
[344,95,null,8,null,"デイホール","埋込形","φ600","埋込",null,"乳白カバー",null,5000,null,"二重環形蛍光灯　FHD100E 【97W】",100,2,5,10,0,0,10,null,0,0,5,10,12,30,360,1000,360,1000,"器具交換"]
[345,95,null,8,null,"デイホール","ユニバーサルダウンライト","φ125","埋込",null,null,null,3000,null,"ミニクリプトン　KR110V54W (口金：E17) 【54W】",54,1,14,14,11,0,3,null,0,0,14,14,12,30,58.32,162,272.16000000000003,756,"管球交換"]
[346,96,null,8,null,"電話室","埋込形","φ250","埋込",null,"乳白カバー",null,5000,null,"コンパクト形蛍光灯　FML36EX 【36W】",39,1,2,2,0,0,2,null,0,0,2,2,12,30,28.08,78,28.08,78,"器具交換"]
[347,97,null,8,null,"電話室","ダウンライト","φ150","埋込",null,null,null,3000,null,"電球形蛍光灯　EFD15/12E (口金：E26) 【12W】",12,1,1,1,0,0,1,null,1,1,0,0,12,30,4.32,12,0,"","【対象外】"]
[348,98,null,8,null,"附室","埋込形","W220",null,null,"Cチャンネル回避",null,4000,null,"直管蛍光灯　FHF32EX 高出力形 【45W】",48,2,1,2,0,0,2,null,0,0,1,2,12,30,34.56,96,34.56,96,"管球交換"]
[349,99,null,8,null,"面談室1","埋込形","W150","埋込",null,null,null,4000,null,"直管蛍光灯　FHF32EX 高出力形 【45W】",48,1,2,2,0,0,2,null,0,0,2,2,12,30,34.56,96,34.56,96,"管球交換"]
[350,100,null,8,null,"面談室2","埋込形","W150","埋込",null,null,null,4000,null,"直管蛍光灯　FHF32EX 高出力形 【45W】",48,1,2,2,0,0,2,null,0,0,2,2,12,30,34.56,96,34.56,96,"管球交換"]
[351,101,null,8,null,"廊下","コーナー灯",null,"壁付け","間接照明",null,null,4000,null,"直管蛍光灯　FHF32EX 高出力形 【45W】",48,1,2,2,1,0,1,null,0,0,2,2,12,30,17.28,48,34.56,96,"管球交換"]
[352,1,null,7,null,"705(4床)","ユニバーサルダウンライト","φ150","埋込","処置灯",null,null,3000,null,"ハロゲンランプ（棒状）　JD110V85W (口金：E11) 【85W】",85,1,4,4,0,0,4,null,0,0,4,4,12,30,122.4,340,122.4,340,"器具交換"]
[353,1,null,7,null,"705(4床)","ベッド灯",null,"壁付け",null,null,null,3000,"片切りスイッチ","FPL55+FPL18+ナツメ球",84,1,4,4,0,0,4,null,0,0,4,4,12,30,120.96,336,120.96,336,"器具交換"]
[354,1,null,7,null,"705(4床)","ベッド灯",null,"壁付け",null,"プルスイッチ",null,3000,"上記と同じ器具","コンパクト形蛍光灯　FPL18EX 【18W】",21,1,4,4,0,0,4,null,4,4,0,0,12,30,30.24,84,0,"","【対象外】"]
[355,1,null,7,null,"705(4床)","ベッド灯",null,"壁付け",null,"プルスイッチ",null,3000,"上記と同じ器具","ナツメ球　5W　(口金 ： E12) 【5W】",5,1,4,4,0,0,4,null,4,4,0,0,12,30,7.2,20,0,"","【対象外】"]
[356,1,null,7,null,"705(4床)","ダウンライト","φ150","埋込",null,"乳白カバー",null,3000,null,"コンパクト形蛍光灯　FDL13EX 【13W】",16,1,1,1,0,0,1,null,0,0,1,1,12,30,5.76,16,5.76,16,"器具交換"]
[357,1,null,7,null,"705(4床)","ブラケット",null,"壁付け",null,"乳白カバー",null,3000,null,"電球形蛍光灯　EFD15/12E (口金：E26) 【12W】",12,1,1,1,0,0,1,null,1,1,0,0,12,30,4.32,12,0,"","【対象外】"]
[358,1,null,7,null,"705(4床)","ダウンライト","φ150","埋込",null,null,null,3000,null,"電球形蛍光灯　EFD15/12E (口金：E26) 【12W】",12,1,1,1,0,0,1,null,1,1,0,0,12,30,4.32,12,0,"","【対象外】"]
[359,2,null,7,null,"706(1床)","ユニバーサルダウンライト","φ150","埋込","処置灯",null,null,3000,null,"ハロゲンランプ（棒状）　JD110V85W (口金：E11) 【85W】",85,1,1,1,0,0,1,null,0,0,1,1,12,30,30.6,85,30.6,85,"器具交換"]
[360,2,null,7,null,"706(1床)","ベッド灯",null,"壁付け",null,null,null,3000,"片切りスイッチ","FPL55+FPL18+ナツメ球",84,1,1,1,0,0,1,null,0,0,1,1,12,30,30.24,84,30.24,84,"器具交換"]
[361,2,null,7,null,"706(1床)","ベッド灯",null,"壁付け",null,"プルスイッチ",null,3000,"上記と同じ器具","コンパクト形蛍光灯　FPL18EX 【18W】",21,1,1,1,0,0,1,null,1,1,0,0,12,30,7.56,21,0,"","【対象外】"]
[362,2,null,7,null,"706(1床)","ベッド灯",null,"壁付け",null,"プルスイッチ",null,3000,"上記と同じ器具","ナツメ球　5W　(口金 ： E12) 【5W】",5,1,1,1,0,0,1,null,1,1,0,0,12,30,1.8,5,0,"","【対象外】"]
[363,2,null,7,null,"706(1床)","ダウンライト","φ150","埋込",null,"乳白カバー",null,3000,null,"コンパクト形蛍光灯　FDL13EX 【13W】",16,1,1,1,0,0,1,null,0,0,1,1,12,30,5.76,16,5.76,16,"器具交換"]
[364,2,null,7,null,"706(1床)","ブラケット",null,"壁付け",null,"防水カバー",null,3000,null,"電球形蛍光灯　EFD15/12E (口金：E26) 【12W】",12,1,2,2,0,0,2,null,2,2,0,0,12,30,8.64,24,0,"","【対象外】"]
[365,3,null,7,null,"707(1床)","ユニバーサルダウンライト","φ150","埋込","処置灯",null,null,3000,null,"ハロゲンランプ（棒状）　JD110V85W (口金：E11) 【85W】",85,1,1,1,0,0,1,null,0,0,1,1,12,30,30.6,85,30.6,85,"器具交換"]
[366,3,null,7,null,"707(1床)","ベッド灯",null,"壁付け",null,null,null,3000,"片切りスイッチ","FPL55+FPL18+ナツメ球",84,1,1,1,0,0,1,null,0,0,1,1,12,30,30.24,84,30.24,84,"器具交換"]
[367,3,null,7,null,"707(1床)","ベッド灯",null,"壁付け",null,"プルスイッチ",null,3000,"上記と同じ器具","コンパクト形蛍光灯　FPL18EX 【18W】",21,1,1,1,0,0,1,null,1,1,0,0,12,30,7.56,21,0,"","【対象外】"]
[368,3,null,7,null,"707(1床)","ベッド灯",null,"壁付け",null,"プルスイッチ",null,3000,"上記と同じ器具","ナツメ球　5W　(口金 ： E12) 【5W】",5,1,1,1,0,0,1,null,1,1,0,0,12,30,1.8,5,0,"","【対象外】"]
[369,3,null,7,null,"707(1床)","ダウンライト","φ150","埋込",null,"乳白カバー",null,3000,null,"コンパクト形蛍光灯　FDL13EX 【13W】",16,1,1,1,0,0,1,null,0,0,1,1,12,30,5.76,16,5.76,16,"器具交換"]
[370,3,null,7,null,"707(1床)","ブラケット",null,"壁付け",null,"防水カバー",null,3000,null,"電球形蛍光灯　EFD15/12E (口金：E26) 【12W】",12,1,2,2,0,0,2,null,2,2,0,0,12,30,8.64,24,0,"","【対象外】"]
[371,4,null,7,null,"708(1床)","ユニバーサルダウンライト","φ150","埋込","処置灯",null,null,3000,null,"ハロゲンランプ（棒状）　JD110V85W (口金：E11) 【85W】",85,1,1,1,0,0,1,null,0,0,1,1,12,30,30.6,85,30.6,85,"器具交換"]
[372,4,null,7,null,"708(1床)","ベッド灯",null,"壁付け",null,null,null,3000,"片切りスイッチ","FPL55+FPL18+ナツメ球",84,1,1,1,0,0,1,null,0,0,1,1,12,30,30.24,84,30.24,84,"器具交換"]
[373,4,null,7,null,"708(1床)","ベッド灯",null,"壁付け",null,"プルスイッチ",null,3000,"上記と同じ器具","コンパクト形蛍光灯　FPL18EX 【18W】",21,1,1,1,0,0,1,null,1,1,0,0,12,30,7.56,21,0,"","【対象外】"]
[374,4,null,7,null,"708(1床)","ベッド灯",null,"壁付け",null,"プルスイッチ",null,3000,"上記と同じ器具","ナツメ球　5W　(口金 ： E12) 【5W】",5,1,1,1,0,0,1,null,1,1,0,0,12,30,1.8,5,0,"","【対象外】"]
[375,4,null,7,null,"708(1床)","ダウンライト","φ150","埋込",null,"乳白カバー",null,3000,null,"コンパクト形蛍光灯　FDL13EX 【13W】",16,1,2,2,0,0,2,null,0,0,2,2,12,30,11.52,32,11.52,32,"器具交換"]
[376,4,null,7,null,"708(1床)","ブラケット",null,"壁付け",null,"乳白カバー",null,3000,null,"電球形蛍光灯　EFD15/12E (口金：E26) 【12W】",12,1,1,1,0,0,1,null,1,1,0,0,12,30,4.32,12,0,"","【対象外】"]
[377,4,null,7,null,"708(1床)","ダウンライト","φ150","埋込",null,null,null,3000,null,"電球形蛍光灯　EFD15/12E (口金：E26) 【12W】",12,1,1,1,0,0,1,null,1,1,0,0,12,30,4.32,12,0,"","【対象外】"]
[378,5,null,7,null,"709(1床)","ユニバーサルダウンライト","φ150","埋込","処置灯",null,null,3000,null,"ハロゲンランプ（棒状）　JD110V85W (口金：E11) 【85W】",85,1,1,1,0,0,1,null,0,0,1,1,12,30,30.6,85,30.6,85,"器具交換"]
[379,5,null,7,null,"709(1床)","ベッド灯",null,"壁付け",null,null,null,3000,"片切りスイッチ","FPL55+FPL18+ナツメ球",84,1,1,1,0,0,1,null,0,0,1,1,12,30,30.24,84,30.24,84,"器具交換"]
[380,5,null,7,null,"709(1床)","ベッド灯",null,"壁付け",null,"プルスイッチ",null,3000,"上記と同じ器具","コンパクト形蛍光灯　FPL18EX 【18W】",21,1,1,1,0,0,1,null,1,1,0,0,12,30,7.56,21,0,"","【対象外】"]
[381,5,null,7,null,"709(1床)","ベッド灯",null,"壁付け",null,"プルスイッチ",null,3000,"上記と同じ器具","ナツメ球　5W　(口金 ： E12) 【5W】",5,1,1,1,0,0,1,null,1,1,0,0,12,30,1.8,5,0,"","【対象外】"]
[382,5,null,7,null,"709(1床)","ダウンライト","φ150","埋込",null,"乳白カバー",null,3000,null,"コンパクト形蛍光灯　FDL13EX 【13W】",16,1,2,2,0,0,2,null,0,0,2,2,12,30,11.52,32,11.52,32,"器具交換"]
[383,5,null,7,null,"709(1床)","ブラケット",null,"壁付け",null,"乳白カバー",null,3000,null,"電球形蛍光灯　EFD15/12E (口金：E26) 【12W】",12,1,1,1,0,0,1,null,1,1,0,0,12,30,4.32,12,0,"","【対象外】"]
[384,5,null,7,null,"709(1床)","ダウンライト","φ150","埋込",null,null,null,3000,null,"電球形蛍光灯　EFD15/12E (口金：E26) 【12W】",12,1,1,1,0,0,1,null,1,1,0,0,12,30,4.32,12,0,"","【対象外】"]
[{"$f":"IF(COUNTA(B401:O401)=0,\"\",ROW()-16)","v":385},6,null,7,null,"710(1床)","ユニバーサルダウンライト","φ150","埋込","処置灯",null,null,3000,null,"ハロゲンランプ（棒状）　JD110V85W (口金：E11) 【85W】",85,1,1,{"$f":"IF(R401=\"\",\"\",Q401*R401)","v":1},0,0,{"$f":"IF(S401=\"\",\"\",S401-T401)","v":1},null,{"$f":"IF(O401=\"\",\"\",IF(OR(AH401=\"【対象外】\",AH401=\"【LED済】\"),R401,IF(Y401>0,Y401/Q401,0)))","v":0},{"$f":"IF(O401=\"\",\"\",IF(OR(AH401=\"管球交換 【間引き対象外】\",AH401=\"器具交換 【間引き対象外】\"),T401,IF(OR(AH401=\"【対象外】\",AH401=\"【LED済】\"),S401,0)))","v":0},{"$f":"IF(R401=\"\",\"\",R401-X401)","v":1},{"$f":"IF(S401=\"\",\"\",S401-Y401)","v":1},12,30,{"$f":"IF(O401=\"\",\"\",IF(V401=\"\",\"\",P401*V401*AB401*AC401/1000))","v":30.6},{"$f":"IF(O401=\"\",\"\",IF(V401=\"\",\"\",P401*V401))","v":85},{"$f":"IF(O401=\"\",\"\",IF(AA401=\"\",\"\",P401*AA401*AB401*AC401/1000))","v":30.6},{"$f":"IF(O401=\"\",\"\",IF(AA401=\"\",\"\",IF(AA401=0,\"\",P401*AA401)))","v":85},"器具交換"]
[386,6,null,7,null,"710(1床)","ベッド灯",null,"壁付け",null,null,null,3000,"片切りスイッチ","FPL55+FPL18+ナツメ球",84,1,1,1,0,0,1,null,0,0,1,1,12,30,30.24,84,30.24,84,"器具交換"]
[387,6,null,7,null,"710(1床)","ベッド灯",null,"壁付け",null,"プルスイッチ",null,3000,"上記と同じ器具","コンパクト形蛍光灯　FPL18EX 【18W】",21,1,1,1,0,0,1,null,1,1,0,0,12,30,7.56,21,0,"","【対象外】"]
[388,6,null,7,null,"710(1床)","ベッド灯",null,"壁付け",null,"プルスイッチ",null,3000,"上記と同じ器具","ナツメ球　5W　(口金 ： E12) 【5W】",5,1,1,1,0,0,1,null,1,1,0,0,12,30,1.8,5,0,"","【対象外】"]
[389,6,null,7,null,"710(1床)","ダウンライト","φ150","埋込",null,"乳白カバー",null,3000,null,"コンパクト形蛍光灯　FDL13EX 【13W】",16,1,2,2,0,0,2,null,0,0,2,2,12,30,11.52,32,11.52,32,"器具交換"]
[390,6,null,7,null,"710(1床)","ブラケット",null,"壁付け",null,"乳白カバー",null,3000,null,"電球形蛍光灯　EFD15/12E (口金：E26) 【12W】",12,1,1,1,0,0,1,null,1,1,0,0,12,30,4.32,12,0,"","【対象外】"]
[391,6,null,7,null,"710(1床)","ダウンライト","φ150","埋込",null,null,null,3000,null,"電球形蛍光灯　EFD15/12E (口金：E26) 【12W】",12,1,1,1,0,0,1,null,1,1,0,0,12,30,4.32,12,0,"","【対象外】"]
[392,7,null,7,null,"711(4床)","ユニバーサルダウンライト","φ150","埋込","処置灯",null,null,3000,null,"ハロゲンランプ（棒状）　JD110V85W (口金：E11) 【85W】",85,1,4,4,0,0,4,null,0,0,4,4,12,30,122.4,340,122.4,340,"器具交換"]
[393,7,null,7,null,"711(4床)","ベッド灯",null,"壁付け",null,null,null,3000,"片切りスイッチ","FPL55+FPL18+ナツメ球",84,1,4,4,0,0,4,null,0,0,4,4,12,30,120.96,336,120.96,336,"器具交換"]
[394,7,null,7,null,"711(4床)","ベッド灯",null,"壁付け",null,"プルスイッチ",null,3000,"上記と同じ器具","コンパクト形蛍光灯　FPL18EX 【18W】",21,1,4,4,0,0,4,null,4,4,0,0,12,30,30.24,84,0,"","【対象外】"]
[395,7,null,7,null,"711(4床)","ベッド灯",null,"壁付け",null,"プルスイッチ",null,3000,"上記と同じ器具","ナツメ球　5W　(口金 ： E12) 【5W】",5,1,4,4,0,0,4,null,4,4,0,0,12,30,7.2,20,0,"","【対象外】"]
[396,7,null,7,null,"711(4床)","ダウンライト","φ150","埋込",null,"乳白カバー",null,3000,null,"コンパクト形蛍光灯　FDL13EX 【13W】",16,1,1,1,0,0,1,null,0,0,1,1,12,30,5.76,16,5.76,16,"器具交換"]
[397,7,null,7,null,"711(4床)","ブラケット",null,"壁付け",null,"乳白カバー",null,3000,null,"電球形蛍光灯　EFD15/12E (口金：E26) 【12W】",12,1,1,1,0,0,1,null,1,1,0,0,12,30,4.32,12,0,"","【対象外】"]
[398,7,null,7,null,"711(4床)","ダウンライト","φ150","埋込",null,null,null,3000,null,"電球形蛍光灯　EFD15/12E (口金：E26) 【12W】",12,1,1,1,0,0,1,null,1,1,0,0,12,30,4.32,12,0,"","【対象外】"]
[399,8,null,7,null,712,"埋込形","W220","埋込",null,"クリーンルーム",null,4000,null,"直管蛍光灯　FHF32EX 高出力形 【45W】",48,2,4,8,0,0,8,null,0,0,4,8,12,30,138.24,384,138.24,384,"管球交換"]
[400,9,null,7,null,"712クリーンルーム","埋込形","W300","埋込",null,"クリーンルーム",null,4000,null,"直管蛍光灯　FLR40S 【40W】",43,2,1,2,0,0,2,null,0,0,1,2,12,30,30.96,86,30.96,86,"管球交換"]
[401,9,null,7,null,"712クリーンルーム","ベッド灯",null,"壁付け",null,null,null,3000,"コンセント　ハの字\n型番:ST1040K\n取付部W40×H60","ハロゲンランプ　J12V50W (口金：EZ10) 【50W】",50,1,1,1,0,0,1,null,0,0,1,1,12,30,18,50,18,50,"器具交換"]
[402,9,null,7,null,"712クリーンルーム","埋込形",null,"埋込",null,"クリーンルーム","調光",4000,"乳白カバー\nW750\n位相\nライコン◻︎70\n2個用カバーなしかも","直管蛍光灯　FLR40S 【40W】",43,3,1,3,0,0,3,null,1,3,0,0,12,30,46.44,129,0,"","【対象外】"]
[{"$f":"IF(COUNTA(B419:O419)=0,\"\",ROW()-16)","v":403},9,null,7,null,"712クリーンルーム","2個用ライコン",null,"埋込",null,"クリーンルーム","調光",4000,null,null,"",3,1,{"$f":"IF(R419=\"\",\"\",Q419*R419)","v":3},0,0,{"$f":"IF(S419=\"\",\"\",S419-T419)","v":3},null,{"$f":"IF(O419=\"\",\"\",IF(OR(AH419=\"【対象外】\",AH419=\"【LED済】\"),R419,IF(Y419>0,Y419/Q419,0)))","v":""},{"$f":"IF(O419=\"\",\"\",IF(OR(AH419=\"管球交換 【間引き対象外】\",AH419=\"器具交換 【間引き対象外】\"),T419,IF(OR(AH419=\"【対象外】\",AH419=\"【LED済】\"),S419,0)))","v":""},null,null,12,30,{"$f":"IF(O419=\"\",\"\",IF(V419=\"\",\"\",P419*V419*AB419*AC419/1000))","v":""},{"$f":"IF(O419=\"\",\"\",IF(V419=\"\",\"\",P419*V419))","v":""},{"$f":"IF(O419=\"\",\"\",IF(AA419=\"\",\"\",P419*AA419*AB419*AC419/1000))","v":""},{"$f":"IF(O419=\"\",\"\",IF(AA419=\"\",\"\",IF(AA419=0,\"\",P419*AA419)))","v":""},"【対象外】"]
[404,10,null,7,null,"倉庫","埋込形","W150","埋込",null,"Cチャンネル回避",null,4000,null,"直管蛍光灯　FHF32EX 高出力形 【45W】",48,1,2,2,0,0,2,null,0,0,2,2,12,30,34.56,96,34.56,96,"管球交換"]
[405,11,null,7,null,"汚物処理室","逆富士形","W200","天付け",null,null,null,4000,null,"直管蛍光灯　FHF32EX 高出力形 【45W】",48,2,1,2,0,0,2,null,0,0,1,2,12,30,34.56,96,34.56,96,"管球交換"]
[406,12,null,7,null,"トイレ","ダウンライト","φ150","埋込",null,null,null,3000,null,"電球形蛍光灯　EFD15/12E (口金：E26) 【12W】",12,1,1,1,0,0,1,null,1,1,0,0,12,30,4.32,12,0,"","【対象外】"]
[407,13,null,7,null,"洗濯室","埋込形","W220","埋込",null,"Cチャンネル回避",null,4000,null,"直管蛍光灯　FHF32EX 高出力形 【45W】",48,2,1,2,0,0,2,null,0,0,1,2,12,30,34.56,96,34.56,96,"管球交換"]
[408,14,null,7,null,"シャワー室","埋込形","W220","埋込",null,null,null,4000,null,"直管蛍光灯　FHF16EX 高出力形 【23W】",27,2,1,2,0,0,2,null,0,0,1,2,12,30,19.440000000000001,54,19.440000000000001,54,"管球交換"]
[409,14,null,7,null,"シャワー室","ブラケット",null,"壁付け",null,"防水カバー",null,3000,"E26","【管球LED済】",0,1,1,1,0,0,1,{"$f":"V425","v":1},1,1,0,0,12,30,0,0,0,"","【LED済】"]
[410,14,null,7,null,"シャワー室","洗面ユニット",null,"壁付け",null,null,null,3000,"E26","ボール電球　GC100/110V100W (口金：E26) 【100W】",100,1,1,1,0,0,1,null,1,1,0,0,12,30,36,100,0,"","【対象外】"]
[411,15,null,7,null,"デイコーナー","埋込形","φ450","埋込",null,"乳白カバー",null,5000,null,"二重環形蛍光灯　FHD100E 【97W】",100,1,5,5,0,0,5,null,0,0,5,5,12,30,180,500,180,500,"器具交換"]
[412,15,null,7,null,"デイコーナー","ダウンライト","φ150","埋込",null,null,null,3000,null,"コンパクト形蛍光灯　FDL18EX 【18W】",21,1,3,3,0,0,3,null,0,0,3,3,12,30,22.68,63,22.68,63,"器具交換"]
[413,16,null,7,null,"廊下","埋込形","W150","埋込",null,"乳白カバー",null,4000,null,"直管蛍光灯　FHF32EX 高出力形 【45W】",48,1,11,11,0,0,11,null,0,0,11,11,12,30,190.08,528,190.08,528,"管球交換"]
[414,17,null,7,null,"前室","埋込形","W220","埋込",null,"乳白カバー",null,4000,null,"直管蛍光灯　FHF32EX 高出力形 【45W】",48,2,1,2,0,0,2,null,0,0,1,2,12,30,34.56,96,34.56,96,"管球交換"]
[415,18,null,7,null,"704(1床)","ユニバーサルダウンライト","φ150","埋込","処置灯",null,null,3000,null,"ハロゲンランプ（棒状）　JD110V85W (口金：E11) 【85W】",85,1,1,1,0,0,1,null,0,0,1,1,12,30,30.6,85,30.6,85,"器具交換"]
[416,18,null,7,null,"704(1床)","ベッド灯",null,"壁付け",null,null,null,3000,"片切りスイッチ","FPL55+FPL18+ナツメ球",84,1,1,1,0,0,1,null,0,0,1,1,12,30,30.24,84,30.24,84,"器具交換"]
[417,18,null,7,null,"704(1床)","ベッド灯",null,"壁付け",null,"プルスイッチ",null,3000,"上記と同じ器具","コンパクト形蛍光灯　FPL18EX 【18W】",21,1,1,1,0,0,1,null,1,1,0,0,12,30,7.56,21,0,"","【対象外】"]
[418,18,null,7,null,"704(1床)","ベッド灯",null,"壁付け",null,"プルスイッチ",null,3000,"上記と同じ器具","ナツメ球　5W　(口金 ： E12) 【5W】",5,1,1,1,0,0,1,null,1,1,0,0,12,30,1.8,5,0,"","【対象外】"]
[419,18,null,7,null,"704(1床)","ダウンライト","φ150","埋込",null,"乳白カバー",null,3000,null,"コンパクト形蛍光灯　FDL13EX 【13W】",16,1,2,2,0,0,2,null,0,0,2,2,12,30,11.52,32,11.52,32,"器具交換"]
[420,18,null,7,null,"704(1床)","ブラケット",null,"壁付け",null,"乳白カバー",null,3000,null,"電球形蛍光灯　EFD15/12E (口金：E26) 【12W】",12,1,1,1,0,0,1,null,1,1,0,0,12,30,4.32,12,0,"","【対象外】"]
[421,18,null,7,null,"704(1床)","ダウンライト","φ150","埋込",null,null,null,3000,null,"電球形蛍光灯　EFD15/12E (口金：E26) 【12W】",12,1,1,1,0,0,1,null,1,1,0,0,12,30,4.32,12,0,"","【対象外】"]
[422,19,null,7,null,"703(1床)","ユニバーサルダウンライト","φ150","埋込","処置灯",null,null,3000,null,"ハロゲンランプ（棒状）　JD110V85W (口金：E11) 【85W】",85,1,1,1,0,0,1,null,0,0,1,1,12,30,30.6,85,30.6,85,"器具交換"]
[423,19,null,7,null,"703(1床)","ベッド灯",null,"壁付け",null,null,null,3000,"片切りスイッチ","FPL55+FPL18+ナツメ球",84,1,1,1,0,0,1,null,0,0,1,1,12,30,30.24,84,30.24,84,"器具交換"]
[424,19,null,7,null,"703(1床)","ベッド灯",null,"壁付け",null,"プルスイッチ",null,3000,"上記と同じ器具","コンパクト形蛍光灯　FPL18EX 【18W】",21,1,1,1,0,0,1,null,1,1,0,0,12,30,7.56,21,0,"","【対象外】"]
[425,19,null,7,null,"703(1床)","ベッド灯",null,"壁付け",null,"プルスイッチ",null,3000,"上記と同じ器具","ナツメ球　5W　(口金 ： E12) 【5W】",5,1,1,1,0,0,1,null,1,1,0,0,12,30,1.8,5,0,"","【対象外】"]
[426,19,null,7,null,"703(1床)","ダウンライト","φ150","埋込",null,"乳白カバー",null,3000,null,"コンパクト形蛍光灯　FDL13EX 【13W】",16,1,2,2,0,0,2,null,0,0,2,2,12,30,11.52,32,11.52,32,"器具交換"]
[427,19,null,7,null,"703(1床)","ブラケット",null,"壁付け",null,"乳白カバー",null,3000,null,"電球形蛍光灯　EFD15/12E (口金：E26) 【12W】",12,1,1,1,0,0,1,null,1,1,0,0,12,30,4.32,12,0,"","【対象外】"]
[428,19,null,7,null,"703(1床)","ダウンライト","φ150","埋込",null,null,null,3000,null,"電球形蛍光灯　EFD15/12E (口金：E26) 【12W】",12,1,1,1,0,0,1,null,1,1,0,0,12,30,4.32,12,0,"","【対象外】"]
[429,20,null,7,null,"702(1床)","ユニバーサルダウンライト","φ150","埋込","処置灯",null,null,3000,null,"ハロゲンランプ（棒状）　JD110V85W (口金：E11) 【85W】",85,1,1,1,0,0,1,null,0,0,1,1,12,30,30.6,85,30.6,85,"器具交換"]
[430,20,null,7,null,"702(1床)","ベッド灯",null,"壁付け",null,null,null,3000,"片切りスイッチ","FPL55+FPL18+ナツメ球",84,1,1,1,0,0,1,null,0,0,1,1,12,30,30.24,84,30.24,84,"器具交換"]
[431,20,null,7,null,"702(1床)","ベッド灯",null,"壁付け",null,"プルスイッチ",null,3000,"上記と同じ器具","コンパクト形蛍光灯　FPL18EX 【18W】",21,1,1,1,0,0,1,null,1,1,0,0,12,30,7.56,21,0,"","【対象外】"]
[432,20,null,7,null,"702(1床)","ベッド灯",null,"壁付け",null,"プルスイッチ",null,3000,"上記と同じ器具","ナツメ球　5W　(口金 ： E12) 【5W】",5,1,1,1,0,0,1,null,1,1,0,0,12,30,1.8,5,0,"","【対象外】"]
[433,20,null,7,null,"702(1床)","ダウンライト","φ150","埋込",null,"乳白カバー",null,3000,null,"コンパクト形蛍光灯　FDL13EX 【13W】",16,1,2,2,0,0,2,null,0,0,2,2,12,30,11.52,32,11.52,32,"器具交換"]
[434,20,null,7,null,"702(1床)","ブラケット",null,"壁付け",null,"乳白カバー",null,3000,null,"電球形蛍光灯　EFD15/12E (口金：E26) 【12W】",12,1,1,1,0,0,1,null,1,1,0,0,12,30,4.32,12,0,"","【対象外】"]
[435,20,null,7,null,"702(1床)","ダウンライト","φ150","埋込",null,null,null,3000,null,"電球形蛍光灯　EFD15/12E (口金：E26) 【12W】",12,1,1,1,0,0,1,null,1,1,0,0,12,30,4.32,12,0,"","【対象外】"]
[436,21,null,7,null,"701(2床)","埋込形","W220","埋込",null,"乳白カバー",null,4000,null,"直管蛍光灯　FHF32EX 高出力形 【45W】",48,2,4,8,0,0,8,null,0,0,4,8,12,30,138.24,384,138.24,384,"管球交換"]
[437,21,null,7,null,"701(2床)","ユニバーサルダウンライト","φ150","埋込","処置灯",null,null,3000,null,"ハロゲンランプ（棒状）　JD110V85W (口金：E11) 【85W】",85,1,2,2,0,0,2,null,0,0,2,2,12,30,61.2,170,61.2,170,"器具交換"]
[438,21,null,7,null,"701(2床)","ダウンライト","φ150","埋込",null,"乳白カバー",null,3000,null,"コンパクト形蛍光灯　FDL13EX 【13W】",16,1,2,2,0,0,2,null,0,0,2,2,12,30,11.52,32,11.52,32,"器具交換"]
[439,21,null,7,null,"701(2床)","ブラケット","φ150",null,null,"乳白カバー",null,3000,null,"電球形蛍光灯　EFD15/12E (口金：E26) 【12W】",12,1,1,1,0,0,1,null,1,1,0,0,12,30,4.32,12,0,"","【対象外】"]
[440,22,null,7,null,"介護浴室","浴室灯",null,"天付け",null,"防水カバー","防水ソケット",4000,null,"直管蛍光灯　FHF32EX 高出力形 【45W】",48,1,6,6,0,0,6,null,0,0,6,6,12,30,103.68,288,103.68,288,"管球交換"]
[441,23,null,7,null,"713(4床)","ユニバーサルダウンライト","φ150","埋込","処置灯",null,null,3000,null,"ハロゲンランプ（棒状）　JD110V85W (口金：E11) 【85W】",85,1,4,4,0,0,4,null,0,0,4,4,12,30,122.4,340,122.4,340,"器具交換"]
[442,23,null,7,null,"713(4床)","ベッド灯",null,"壁付け",null,null,null,3000,"片切りスイッチ","FPL55+FPL18+ナツメ球",84,1,4,4,0,0,4,null,0,0,4,4,12,30,120.96,336,120.96,336,"器具交換"]
[443,23,null,7,null,"713(4床)","ベッド灯",null,"壁付け",null,"プルスイッチ",null,3000,"上記と同じ器具","コンパクト形蛍光灯　FPL18EX 【18W】",21,1,4,4,0,0,4,null,4,4,0,0,12,30,30.24,84,0,"","【対象外】"]
[444,23,null,7,null,"713(4床)","ベッド灯",null,"壁付け",null,"プルスイッチ",null,3000,"上記と同じ器具","ナツメ球　5W　(口金 ： E12) 【5W】",5,1,4,4,0,0,4,null,4,4,0,0,12,30,7.2,20,0,"","【対象外】"]
[445,23,null,7,null,"713(4床)","ダウンライト","φ150","埋込",null,"乳白カバー",null,3000,null,"コンパクト形蛍光灯　FDL13EX 【13W】",16,1,1,1,0,0,1,null,0,0,1,1,12,30,5.76,16,5.76,16,"器具交換"]
[446,23,null,7,null,"713(4床)","ブラケット",null,"壁付け",null,"乳白カバー",null,3000,null,"電球形蛍光灯　EFD15/12E (口金：E26) 【12W】",12,1,1,1,0,0,1,null,1,1,0,0,12,30,4.32,12,0,"","【対象外】"]
[447,23,null,7,null,"713(4床)","ダウンライト","φ150","埋込",null,null,null,3000,null,"電球形蛍光灯　EFD15/12E (口金：E26) 【12W】",12,1,1,1,0,0,1,null,1,1,0,0,12,30,4.32,12,0,"","【対象外】"]
[448,24,null,7,null,"714(4床)","ユニバーサルダウンライト","φ150","埋込","処置灯",null,null,3000,null,"ハロゲンランプ（棒状）　JD110V85W (口金：E11) 【85W】",85,1,4,4,0,0,4,null,0,0,4,4,12,30,122.4,340,122.4,340,"器具交換"]
[449,24,null,7,null,"714(4床)","ベッド灯",null,"壁付け",null,null,null,3000,"片切りスイッチ","FPL55+FPL18+ナツメ球",84,1,4,4,0,0,4,null,0,0,4,4,12,30,120.96,336,120.96,336,"器具交換"]
[{"$f":"IF(COUNTA(B466:O466)=0,\"\",ROW()-16)","v":450},24,null,7,null,"714(4床)","ベッド灯",null,"壁付け",null,"プルスイッチ",null,3000,"上記と同じ器具","コンパクト形蛍光灯　FPL18EX 【18W】",21,1,4,{"$f":"IF(R466=\"\",\"\",Q466*R466)","v":4},0,0,{"$f":"IF(S466=\"\",\"\",S466-T466)","v":4},null,{"$f":"IF(O466=\"\",\"\",IF(OR(AH466=\"【対象外】\",AH466=\"【LED済】\"),R466,IF(Y466>0,Y466/Q466,0)))","v":4},{"$f":"IF(O466=\"\",\"\",IF(OR(AH466=\"管球交換 【間引き対象外】\",AH466=\"器具交換 【間引き対象外】\"),T466,IF(OR(AH466=\"【対象外】\",AH466=\"【LED済】\"),S466,0)))","v":4},{"$f":"IF(R466=\"\",\"\",R466-X466)","v":0},{"$f":"IF(S466=\"\",\"\",S466-Y466)","v":0},12,30,{"$f":"IF(O466=\"\",\"\",IF(V466=\"\",\"\",P466*V466*AB466*AC466/1000))","v":30.24},{"$f":"IF(O466=\"\",\"\",IF(V466=\"\",\"\",P466*V466))","v":84},{"$f":"IF(O466=\"\",\"\",IF(AA466=\"\",\"\",P466*AA466*AB466*AC466/1000))","v":0},{"$f":"IF(O466=\"\",\"\",IF(AA466=\"\",\"\",IF(AA466=0,\"\",P466*AA466)))","v":""},"【対象外】"]
[451,24,null,7,null,"714(4床)","ベッド灯",null,"壁付け",null,"プルスイッチ",null,3000,"上記と同じ器具","ナツメ球　5W　(口金 ： E12) 【5W】",5,1,4,4,0,0,4,null,4,4,0,0,12,30,7.2,20,0,"","【対象外】"]
[452,24,null,7,null,"714(4床)","ダウンライト","φ150","埋込",null,"乳白カバー",null,3000,null,"コンパクト形蛍光灯　FDL13EX 【13W】",16,1,1,1,0,0,1,null,0,0,1,1,12,30,5.76,16,5.76,16,"器具交換"]
[453,24,null,7,null,"714(4床)","ブラケット",null,"壁付け",null,"乳白カバー",null,3000,null,"電球形蛍光灯　EFD15/12E (口金：E26) 【12W】",12,1,1,1,0,0,1,null,1,1,0,0,12,30,4.32,12,0,"","【対象外】"]
[454,24,null,7,null,"714(4床)","ダウンライト","φ150","埋込",null,null,null,3000,null,"電球形蛍光灯　EFD15/12E (口金：E26) 【12W】",12,1,1,1,0,0,1,null,1,1,0,0,12,30,4.32,12,0,"","【対象外】"]
[455,25,null,7,null,"715(4床)","ユニバーサルダウンライト","φ150","埋込","処置灯",null,null,3000,null,"ハロゲンランプ（棒状）　JD110V85W (口金：E11) 【85W】",85,1,4,4,0,0,4,null,0,0,4,4,12,30,122.4,340,122.4,340,"器具交換"]
[456,25,null,7,null,"715(4床)","ベッド灯",null,"壁付け",null,null,null,3000,"片切りスイッチ","FPL55+FPL18+ナツメ球",84,1,4,4,0,0,4,null,0,0,4,4,12,30,120.96,336,120.96,336,"器具交換"]
[457,25,null,7,null,"715(4床)","ベッド灯",null,"壁付け",null,"プルスイッチ",null,3000,"上記と同じ器具","コンパクト形蛍光灯　FPL18EX 【18W】",21,1,4,4,0,0,4,null,4,4,0,0,12,30,30.24,84,0,"","【対象外】"]
[458,25,null,7,null,"715(4床)","ベッド灯",null,"壁付け",null,"プルスイッチ",null,3000,"上記と同じ器具","ナツメ球　5W　(口金 ： E12) 【5W】",5,1,4,4,0,0,4,null,4,4,0,0,12,30,7.2,20,0,"","【対象外】"]
[459,25,null,7,null,"715(4床)","ダウンライト","φ150","埋込",null,"乳白カバー",null,3000,null,"コンパクト形蛍光灯　FDL13EX 【13W】",16,1,1,1,0,0,1,null,0,0,1,1,12,30,5.76,16,5.76,16,"器具交換"]
[460,25,null,7,null,"715(4床)","ブラケット",null,"壁付け",null,"乳白カバー",null,3000,null,"電球形蛍光灯　EFD15/12E (口金：E26) 【12W】",12,1,1,1,0,0,1,null,1,1,0,0,12,30,4.32,12,0,"","【対象外】"]
[461,25,null,7,null,"715(4床)","ダウンライト","φ150","埋込",null,null,null,3000,null,"電球形蛍光灯　EFD15/12E (口金：E26) 【12W】",12,1,1,1,0,0,1,null,1,1,0,0,12,30,4.32,12,0,"","【対象外】"]
[462,26,null,7,null,"716(4床)","ユニバーサルダウンライト","φ150","埋込","処置灯",null,null,3000,null,"ハロゲンランプ（棒状）　JD110V85W (口金：E11) 【85W】",85,1,4,4,0,0,4,null,0,0,4,4,12,30,122.4,340,122.4,340,"器具交換"]
[463,26,null,7,null,"716(4床)","ベッド灯",null,"壁付け",null,null,null,3000,"片切りスイッチ","FPL55+FPL18+ナツメ球",84,1,4,4,0,0,4,null,0,0,4,4,12,30,120.96,336,120.96,336,"器具交換"]
[464,26,null,7,null,"716(4床)","ベッド灯",null,"壁付け",null,"プルスイッチ",null,3000,"上記と同じ器具","コンパクト形蛍光灯　FPL18EX 【18W】",21,1,4,4,0,0,4,null,4,4,0,0,12,30,30.24,84,0,"","【対象外】"]
[465,26,null,7,null,"716(4床)","ベッド灯",null,"壁付け",null,"プルスイッチ",null,3000,"上記と同じ器具","ナツメ球　5W　(口金 ： E12) 【5W】",5,1,4,4,0,0,4,null,4,4,0,0,12,30,7.2,20,0,"","【対象外】"]
[466,26,null,7,null,"716(4床)","ダウンライト","φ150","埋込",null,"乳白カバー",null,3000,null,"コンパクト形蛍光灯　FDL13EX 【13W】",16,1,1,1,0,0,1,null,0,0,1,1,12,30,5.76,16,5.76,16,"器具交換"]
[467,26,null,7,null,"716(4床)","ブラケット",null,"壁付け",null,"乳白カバー",null,3000,null,"電球形蛍光灯　EFD15/12E (口金：E26) 【12W】",12,1,1,1,0,0,1,null,1,1,0,0,12,30,4.32,12,0,"","【対象外】"]
[468,26,null,7,null,"716(4床)","ダウンライト","φ150","埋込",null,null,null,3000,null,"電球形蛍光灯　EFD15/12E (口金：E26) 【12W】",12,1,1,1,0,0,1,null,1,1,0,0,12,30,4.32,12,0,"","【対象外】"]
[469,27,null,7,null,"717(4床)","ユニバーサルダウンライト","φ150","埋込","処置灯",null,null,3000,null,"ハロゲンランプ（棒状）　JD110V85W (口金：E11) 【85W】",85,1,4,4,0,0,4,null,0,0,4,4,12,30,122.4,340,122.4,340,"器具交換"]
[470,27,null,7,null,"717(4床)","ベッド灯",null,"壁付け",null,null,null,3000,"片切りスイッチ","FPL55+FPL18+ナツメ球",84,1,4,4,0,0,4,null,0,0,4,4,12,30,120.96,336,120.96,336,"器具交換"]
[471,27,null,7,null,"717(4床)","ベッド灯",null,"壁付け",null,"プルスイッチ",null,3000,"上記と同じ器具","コンパクト形蛍光灯　FPL18EX 【18W】",21,1,4,4,0,0,4,null,4,4,0,0,12,30,30.24,84,0,"","【対象外】"]
[472,27,null,7,null,"717(4床)","ベッド灯",null,"壁付け",null,"プルスイッチ",null,3000,"上記と同じ器具","ナツメ球　5W　(口金 ： E12) 【5W】",5,1,4,4,0,0,4,null,4,4,0,0,12,30,7.2,20,0,"","【対象外】"]
[473,27,null,7,null,"717(4床)","ダウンライト","φ150","埋込",null,"乳白カバー",null,3000,null,"コンパクト形蛍光灯　FDL13EX 【13W】",16,1,1,1,0,0,1,null,0,0,1,1,12,30,5.76,16,5.76,16,"器具交換"]
[474,27,null,7,null,"717(4床)","ブラケット",null,"壁付け",null,"乳白カバー",null,3000,null,"電球形蛍光灯　EFD15/12E (口金：E26) 【12W】",12,1,1,1,0,0,1,null,1,1,0,0,12,30,4.32,12,0,"","【対象外】"]
[475,27,null,7,null,"717(4床)","ダウンライト","φ150","埋込",null,null,null,3000,null,"電球形蛍光灯　EFD15/12E (口金：E26) 【12W】",12,1,1,1,0,0,1,null,1,1,0,0,12,30,4.32,12,0,"","【対象外】"]
[476,28,null,7,null,"718(4床)","ユニバーサルダウンライト","φ150","埋込","処置灯",null,null,3000,null,"ハロゲンランプ（棒状）　JD110V85W (口金：E11) 【85W】",85,1,4,4,0,0,4,null,0,0,4,4,12,30,122.4,340,122.4,340,"器具交換"]
[477,28,null,7,null,"718(4床)","ベッド灯",null,"壁付け",null,null,null,3000,"片切りスイッチ","FPL55+FPL18+ナツメ球",84,1,4,4,0,0,4,null,0,0,4,4,12,30,120.96,336,120.96,336,"器具交換"]
[478,28,null,7,null,"718(4床)","ベッド灯",null,"壁付け",null,"プルスイッチ",null,3000,"上記と同じ器具","コンパクト形蛍光灯　FPL18EX 【18W】",21,1,4,4,0,0,4,null,4,4,0,0,12,30,30.24,84,0,"","【対象外】"]
[479,28,null,7,null,"718(4床)","ベッド灯",null,"壁付け",null,"プルスイッチ",null,3000,"上記と同じ器具","ナツメ球　5W　(口金 ： E12) 【5W】",5,1,4,4,0,0,4,null,4,4,0,0,12,30,7.2,20,0,"","【対象外】"]
[480,28,null,7,null,"718(4床)","ダウンライト","φ150","埋込",null,"乳白カバー",null,3000,null,"コンパクト形蛍光灯　FDL13EX 【13W】",16,1,1,1,0,0,1,null,0,0,1,1,12,30,5.76,16,5.76,16,"器具交換"]
[481,28,null,7,null,"718(4床)","ブラケット",null,"壁付け",null,"乳白カバー",null,3000,null,"電球形蛍光灯　EFD15/12E (口金：E26) 【12W】",12,1,1,1,0,0,1,null,1,1,0,0,12,30,4.32,12,0,"","【対象外】"]
[482,28,null,7,null,"718(4床)","ダウンライト","φ150","埋込",null,null,null,3000,null,"電球形蛍光灯　EFD15/12E (口金：E26) 【12W】",12,1,1,1,0,0,1,null,1,1,0,0,12,30,4.32,12,0,"","【対象外】"]
[483,29,null,7,null,"719(1床)","ユニバーサルダウンライト","φ150","埋込","処置灯",null,null,3000,null,"ハロゲンランプ（棒状）　JD110V85W (口金：E11) 【85W】",85,1,1,1,0,0,1,null,0,0,1,1,12,30,30.6,85,30.6,85,"器具交換"]
[484,29,null,7,null,"719(1床)","ベッド灯",null,"壁付け",null,null,null,3000,"片切りスイッチ","FPL55+FPL18+ナツメ球",84,1,1,1,0,0,1,null,0,0,1,1,12,30,30.24,84,30.24,84,"器具交換"]
[485,29,null,7,null,"719(1床)","ベッド灯",null,"壁付け",null,"プルスイッチ",null,3000,"上記と同じ器具","コンパクト形蛍光灯　FPL18EX 【18W】",21,1,1,1,0,0,1,null,1,1,0,0,12,30,7.56,21,0,"","【対象外】"]
[486,29,null,7,null,"719(1床)","ベッド灯",null,"壁付け",null,"プルスイッチ",null,3000,"上記と同じ器具","ナツメ球　5W　(口金 ： E12) 【5W】",5,1,1,1,0,0,1,null,1,1,0,0,12,30,1.8,5,0,"","【対象外】"]
[487,29,null,7,null,"719(1床)","ダウンライト","φ150","埋込",null,"乳白カバー",null,3000,null,"コンパクト形蛍光灯　FDL13EX 【13W】",16,1,1,1,0,0,1,null,0,0,1,1,12,30,5.76,16,5.76,16,"器具交換"]
[488,29,null,7,null,"719(1床)","ブラケット",null,"壁付け",null,"防水カバー",null,3000,null,"電球形蛍光灯　EFD15/12E (口金：E26) 【12W】",12,1,2,2,0,0,2,null,2,2,0,0,12,30,8.64,24,0,"","【対象外】"]
[489,30,null,7,null,"720(1床)","ユニバーサルダウンライト","φ150","埋込","処置灯",null,null,3000,null,"ハロゲンランプ（棒状）　JD110V85W (口金：E11) 【85W】",85,1,1,1,0,0,1,null,0,0,1,1,12,30,30.6,85,30.6,85,"器具交換"]
[490,30,null,7,null,"720(1床)","ベッド灯",null,"壁付け",null,null,null,3000,"片切りスイッチ","FPL55+FPL18+ナツメ球",84,1,1,1,0,0,1,null,0,0,1,1,12,30,30.24,84,30.24,84,"器具交換"]
[491,30,null,7,null,"720(1床)","ベッド灯",null,"壁付け",null,"プルスイッチ",null,3000,"上記と同じ器具","コンパクト形蛍光灯　FPL18EX 【18W】",21,1,1,1,0,0,1,null,1,1,0,0,12,30,7.56,21,0,"","【対象外】"]
[492,30,null,7,null,"720(1床)","ベッド灯",null,"壁付け",null,"プルスイッチ",null,3000,"上記と同じ器具","ナツメ球　5W　(口金 ： E12) 【5W】",5,1,1,1,0,0,1,null,1,1,0,0,12,30,1.8,5,0,"","【対象外】"]
[493,30,null,7,null,"720(1床)","ダウンライト","φ150","埋込",null,"乳白カバー",null,3000,null,"コンパクト形蛍光灯　FDL13EX 【13W】",16,1,1,1,0,0,1,null,0,0,1,1,12,30,5.76,16,5.76,16,"器具交換"]
[494,30,null,7,null,"720(1床)","ブラケット",null,"壁付け",null,"防水カバー",null,3000,null,"電球形蛍光灯　EFD15/12E (口金：E26) 【12W】",12,1,2,2,0,0,2,null,2,2,0,0,12,30,8.64,24,0,"","【対象外】"]
[495,31,null,7,null,"721(1床)","ユニバーサルダウンライト","φ150","埋込","処置灯",null,null,3000,null,"ハロゲンランプ（棒状）　JD110V85W (口金：E11) 【85W】",85,1,1,1,0,0,1,null,0,0,1,1,12,30,30.6,85,30.6,85,"器具交換"]
[496,31,null,7,null,"721(1床)","ベッド灯",null,"壁付け",null,null,null,3000,"片切りスイッチ","FPL55+FPL18+ナツメ球",84,1,1,1,0,0,1,null,0,0,1,1,12,30,30.24,84,30.24,84,"器具交換"]
[497,31,null,7,null,"721(1床)","ベッド灯",null,"壁付け",null,"プルスイッチ",null,3000,"上記と同じ器具","コンパクト形蛍光灯　FPL18EX 【18W】",21,1,1,1,0,0,1,null,1,1,0,0,12,30,7.56,21,0,"","【対象外】"]
[498,31,null,7,null,"721(1床)","ベッド灯",null,"壁付け",null,"プルスイッチ",null,3000,"上記と同じ器具","ナツメ球　5W　(口金 ： E12) 【5W】",5,1,1,1,0,0,1,null,1,1,0,0,12,30,1.8,5,0,"","【対象外】"]
[499,31,null,7,null,"721(1床)","ダウンライト","φ150","埋込",null,"乳白カバー",null,3000,null,"コンパクト形蛍光灯　FDL13EX 【13W】",16,1,1,1,0,0,1,null,0,0,1,1,12,30,5.76,16,5.76,16,"器具交換"]
[500,31,null,7,null,"721(1床)","ブラケット",null,"壁付け",null,"防水カバー",null,3000,null,"電球形蛍光灯　EFD15/12E (口金：E26) 【12W】",12,1,2,2,0,0,2,null,2,2,0,0,12,30,8.64,24,0,"","【対象外】"]
[501,32,null,7,null,"722(1床)","ユニバーサルダウンライト","φ150","埋込","処置灯",null,null,3000,null,"ハロゲンランプ（棒状）　JD110V85W (口金：E11) 【85W】",85,1,1,1,0,0,1,null,0,0,1,1,12,30,30.6,85,30.6,85,"器具交換"]
[502,32,null,7,null,"722(1床)","ベッド灯",null,"壁付け",null,null,null,3000,"片切りスイッチ","FPL55+FPL18+ナツメ球",84,1,1,1,0,0,1,null,0,0,1,1,12,30,30.24,84,30.24,84,"器具交換"]
[503,32,null,7,null,"722(1床)","ベッド灯",null,"壁付け",null,"プルスイッチ",null,3000,"上記と同じ器具","コンパクト形蛍光灯　FPL18EX 【18W】",21,1,1,1,0,0,1,null,1,1,0,0,12,30,7.56,21,0,"","【対象外】"]
[504,32,null,7,null,"722(1床)","ベッド灯",null,"壁付け",null,"プルスイッチ",null,3000,"上記と同じ器具","ナツメ球　5W　(口金 ： E12) 【5W】",5,1,1,1,0,0,1,null,1,1,0,0,12,30,1.8,5,0,"","【対象外】"]
[505,32,null,7,null,"722(1床)","ダウンライト","φ150","埋込",null,"乳白カバー",null,3000,null,"コンパクト形蛍光灯　FDL13EX 【13W】",16,1,1,1,0,0,1,null,0,0,1,1,12,30,5.76,16,5.76,16,"器具交換"]
[506,32,null,7,null,"722(1床)","ブラケット",null,"壁付け",null,"防水カバー",null,3000,null,"電球形蛍光灯　EFD15/12E (口金：E26) 【12W】",12,1,2,2,0,0,2,null,2,2,0,0,12,30,8.64,24,0,"","【対象外】"]
[507,33,null,7,null,"スタッフステーション","スクエア","□900","埋込",null,"乳白カバー",null,4000,null,"コンパクト形蛍光灯　FPR96EX 【96W】",100,4,4,16,0,0,16,null,0,0,4,16,12,30,576,1600,576,1600,"管球交換"]
[508,33,null,7,null,"スタッフステーション","スクエア","□900","埋込",null,"乳白カバー",null,5000,null,"【器具LED済】",0,4,2,8,0,0,8,{"$f":"V524","v":8},2,8,0,0,12,30,0,0,0,"","【LED済】"]
[509,33,null,7,null,"スタッフステーション","ダウンライト","φ150","埋込",null,null,null,3000,null,"コンパクト形蛍光灯　FDL18EX 【18W】",21,1,5,5,0,0,5,null,0,0,5,5,12,30,37.799999999999997,105,37.799999999999997,105,"器具交換"]
[510,34,null,7,null,"トイレ","ダウンライト","φ150","埋込",null,null,null,3000,null,"電球形蛍光灯　EFD15/12E (口金：E26) 【12W】",12,1,1,1,0,0,1,null,1,1,0,0,12,30,4.32,12,0,"","【対象外】"]
[511,35,null,7,null,"清潔リネン室","逆富士形","W120","天付け",null,null,null,4000,null,"直管蛍光灯　FHF32EX 高出力形 【45W】",48,1,1,1,0,0,1,null,0,0,1,1,12,30,17.28,48,17.28,48,"管球交換"]
[512,35,null,7,null,"清潔リネン室","流し元灯",null,"壁付け",null,"プルスイッチ",null,5000,null,"直管蛍光灯　FL20S 【20W】",23,1,1,1,0,0,1,null,0,0,1,1,12,30,8.2799999999999994,23,8.2799999999999994,23,"管球交換"]
[513,36,null,7,null,"休憩室","埋込形","W150","埋込",null,"Cチャンネル回避",null,4000,null,"直管蛍光灯　FHF32EX 高出力形 【45W】",48,1,2,2,0,0,2,null,0,0,2,2,12,30,34.56,96,34.56,96,"管球交換"]
[{"$f":"IF(COUNTA(B530:O530)=0,\"\",ROW()-16)","v":514},37,null,7,null,"倉庫","逆富士形","W120","天付け",null,null,null,4000,null,"直管蛍光灯　FHF32EX 高出力形 【45W】",48,1,1,{"$f":"IF(R530=\"\",\"\",Q530*R530)","v":1},0,0,{"$f":"IF(S530=\"\",\"\",S530-T530)","v":1},null,{"$f":"IF(O530=\"\",\"\",IF(OR(AH530=\"【対象外】\",AH530=\"【LED済】\"),R530,IF(Y530>0,Y530/Q530,0)))","v":0},{"$f":"IF(O530=\"\",\"\",IF(OR(AH530=\"管球交換 【間引き対象外】\",AH530=\"器具交換 【間引き対象外】\"),T530,IF(OR(AH530=\"【対象外】\",AH530=\"【LED済】\"),S530,0)))","v":0},{"$f":"IF(R530=\"\",\"\",R530-X530)","v":1},{"$f":"IF(S530=\"\",\"\",S530-Y530)","v":1},12,30,{"$f":"IF(O530=\"\",\"\",IF(V530=\"\",\"\",P530*V530*AB530*AC530/1000))","v":17.28},{"$f":"IF(O530=\"\",\"\",IF(V530=\"\",\"\",P530*V530))","v":48},{"$f":"IF(O530=\"\",\"\",IF(AA530=\"\",\"\",P530*AA530*AB530*AC530/1000))","v":17.28},{"$f":"IF(O530=\"\",\"\",IF(AA530=\"\",\"\",IF(AA530=0,\"\",P530*AA530)))","v":48},"管球交換"]
[515,38,null,7,null,"処置室","埋込形","W150","埋込",null,null,null,4000,null,"直管蛍光灯　FHF32EX 高出力形 【45W】",48,1,2,2,0,0,2,null,0,0,2,2,12,30,34.56,96,34.56,96,"管球交換"]
[516,39,null,7,null,"洗濯室","埋込形","W220","埋込",null,"Cチャンネル回避",null,4000,null,"直管蛍光灯　FHF32EX 高出力形 【45W】",48,2,1,2,0,0,2,null,0,0,1,2,12,30,34.56,96,34.56,96,"管球交換"]
[517,40,null,7,null,"車椅子トイレ","埋込形","W150","埋込",null,"人感センサー(別置)","Cチャンネル回避",4000,null,"直管蛍光灯　FHF32EX 高出力形 【45W】",48,1,1,1,0,0,1,null,0,0,1,1,12,30,17.28,48,17.28,48,"管球交換"]
[518,40,null,7,null,"車椅子トイレ","ブラケット",null,"壁付け",null,"乳白カバー","人感センサー(別置)",3000,null,"コンパクト形蛍光灯　FML13EX 【13W】",16,1,1,1,0,0,1,null,0,0,1,1,12,30,5.76,16,5.76,16,"器具交換"]
[519,41,null,7,null,"車椅子トイレ","埋込形","W150","埋込",null,"人感センサー(別置)","Cチャンネル回避",4000,null,"直管蛍光灯　FHF32EX 高出力形 【45W】",48,1,1,1,0,0,1,null,0,0,1,1,12,30,17.28,48,17.28,48,"管球交換"]
[520,41,null,7,null,"車椅子トイレ","ブラケット",null,"壁付け",null,"乳白カバー","人感センサー(別置)",3000,null,"コンパクト形蛍光灯　FML13EX 【13W】",16,1,1,1,0,0,1,null,0,0,1,1,12,30,5.76,16,5.76,16,"器具交換"]
[521,42,null,7,null,"汚物処理室","逆富士形","W200","天付け",null,null,null,4000,null,"直管蛍光灯　FHF32EX 高出力形 【45W】",48,2,1,2,0,0,2,null,0,0,1,2,12,30,34.56,96,34.56,96,"管球交換"]
[522,43,null,7,null,"前室","埋込形","W150","埋込",null,"Cチャンネル回避",null,4000,null,"直管蛍光灯　FHF32EX 高出力形 【45W】",48,1,2,2,0,0,2,null,0,0,2,2,12,30,34.56,96,34.56,96,"管球交換"]
[523,44,null,7,null,"廊下","コーナー灯",null,"壁付け","間接照明",null,null,4000,null,"直管蛍光灯　FHF32EX 高出力形 【45W】",48,1,37,37,25,0,12,null,0,0,37,37,12,30,207.36,576,639.36,1776,"管球交換"]
[524,44,null,7,null,"廊下","埋込形",null,"埋込",null,null,null,4000,"案内板\nW280","直管蛍光灯　FHF16EX 高出力形 【23W】",27,2,2,4,0,0,4,null,0,0,2,4,12,30,38.880000000000003,108,38.880000000000003,108,"管球交換"]
[525,44,null,7,null,"廊下","ダウンライト","φ150","埋込",null,null,null,3000,null,"コンパクト形蛍光灯　FDL18EX 【18W】",21,1,2,2,0,0,2,null,0,0,2,2,12,30,15.12,42,15.12,42,"器具交換"]
[526,45,null,7,null,"廊下","コーナー灯",null,"壁付け","間接照明",null,null,4000,null,"直管蛍光灯　FHF32EX 高出力形 【45W】",48,1,6,6,4,0,2,null,0,0,6,6,12,30,34.56,96,103.68,288,"管球交換"]
[527,46,null,7,null,"廊下","コーナー灯",null,"壁付け","間接照明",null,null,4000,null,"直管蛍光灯　FHF32EX 高出力形 【45W】",48,1,5,5,0,0,5,null,0,0,5,5,12,30,86.4,240,86.4,240,"管球交換"]
[528,46,null,7,null,"廊下","埋込形",null,"埋込",null,null,null,4000,"案内板\nW280","直管蛍光灯　FHF16EX 高出力形 【23W】",27,2,1,2,0,0,2,null,0,0,1,2,12,30,19.440000000000001,54,19.440000000000001,54,"管球交換"]
[529,47,null,7,null,"751(2床)","埋込形","W220","埋込",null,"乳白カバー",null,4000,null,"直管蛍光灯　FHF32EX 高出力形 【45W】",48,2,4,8,0,0,8,null,0,0,4,8,12,30,138.24,384,138.24,384,"管球交換"]
[530,47,null,7,null,"751(2床)","ユニバーサルダウンライト","φ150","埋込","処置灯",null,null,3000,null,"ハロゲンランプ（棒状）　JD110V85W (口金：E11) 【85W】",85,1,2,2,0,0,2,null,0,0,2,2,12,30,61.2,170,61.2,170,"器具交換"]
[531,47,null,7,null,"751(2床)","ダウンライト","φ150","埋込",null,"乳白カバー",null,3000,null,"コンパクト形蛍光灯　FDL13EX 【13W】",16,1,2,2,0,0,2,null,0,0,2,2,12,30,11.52,32,11.52,32,"器具交換"]
[532,47,null,7,null,"751(2床)","ブラケット",null,"壁付け",null,"乳白カバー",null,3000,null,"電球形蛍光灯　EFD15/12E (口金：E26) 【12W】",12,1,1,1,0,0,1,null,1,1,0,0,12,30,4.32,12,0,"","【対象外】"]
[533,48,null,7,null,"752(1床)","ユニバーサルダウンライト","φ150","埋込","処置灯",null,null,3000,null,"ハロゲンランプ（棒状）　JD110V85W (口金：E11) 【85W】",85,1,1,1,0,0,1,null,0,0,1,1,12,30,30.6,85,30.6,85,"器具交換"]
[534,48,null,7,null,"752(1床)","ベッド灯",null,"壁付け",null,null,null,3000,"片切りスイッチ","FPL55+FPL18+ナツメ球",84,1,1,1,0,0,1,null,0,0,1,1,12,30,30.24,84,30.24,84,"器具交換"]
[535,48,null,7,null,"752(1床)","ベッド灯",null,"壁付け",null,"プルスイッチ",null,3000,"上記と同じ器具","コンパクト形蛍光灯　FPL18EX 【18W】",21,1,1,1,0,0,1,null,1,1,0,0,12,30,7.56,21,0,"","【対象外】"]
[536,48,null,7,null,"752(1床)","ベッド灯",null,"壁付け",null,"プルスイッチ",null,3000,"上記と同じ器具","ナツメ球　5W　(口金 ： E12) 【5W】",5,1,1,1,0,0,1,null,1,1,0,0,12,30,1.8,5,0,"","【対象外】"]
[537,48,null,7,null,"752(1床)","ダウンライト","φ150","埋込",null,"乳白カバー",null,3000,null,"コンパクト形蛍光灯　FDL13EX 【13W】",16,1,2,2,0,0,2,null,0,0,2,2,12,30,11.52,32,11.52,32,"器具交換"]
[538,48,null,7,null,"752(1床)","ブラケット",null,"壁付け",null,"乳白カバー",null,3000,null,"電球形蛍光灯　EFD15/12E (口金：E26) 【12W】",12,1,1,1,0,0,1,null,1,1,0,0,12,30,4.32,12,0,"","【対象外】"]
[539,48,null,7,null,"752(1床)","ダウンライト","φ150","埋込",null,null,null,3000,null,"電球形蛍光灯　EFD15/12E (口金：E26) 【12W】",12,1,1,1,0,0,1,null,1,1,0,0,12,30,4.32,12,0,"","【対象外】"]
[540,49,null,7,null,"753(1床)","ユニバーサルダウンライト","φ150","埋込","処置灯",null,null,3000,null,"ハロゲンランプ（棒状）　JD110V85W (口金：E11) 【85W】",85,1,1,1,0,0,1,null,0,0,1,1,12,30,30.6,85,30.6,85,"器具交換"]
[541,49,null,7,null,"753(1床)","ベッド灯",null,"壁付け",null,null,null,3000,"片切りスイッチ","FPL55+FPL18+ナツメ球",84,1,1,1,0,0,1,null,0,0,1,1,12,30,30.24,84,30.24,84,"器具交換"]
[542,49,null,7,null,"753(1床)","ベッド灯",null,"壁付け",null,"プルスイッチ",null,3000,"上記と同じ器具","コンパクト形蛍光灯　FPL18EX 【18W】",21,1,1,1,0,0,1,null,1,1,0,0,12,30,7.56,21,0,"","【対象外】"]
[543,49,null,7,null,"753(1床)","ベッド灯",null,"壁付け",null,"プルスイッチ",null,3000,"上記と同じ器具","ナツメ球　5W　(口金 ： E12) 【5W】",5,1,1,1,0,0,1,null,1,1,0,0,12,30,1.8,5,0,"","【対象外】"]
[544,49,null,7,null,"753(1床)","ダウンライト","φ150","埋込",null,"乳白カバー",null,3000,null,"コンパクト形蛍光灯　FDL13EX 【13W】",16,1,2,2,0,0,2,null,0,0,2,2,12,30,11.52,32,11.52,32,"器具交換"]
[545,49,null,7,null,"753(1床)","ブラケット",null,"壁付け",null,"乳白カバー",null,3000,null,"電球形蛍光灯　EFD15/12E (口金：E26) 【12W】",12,1,1,1,0,0,1,null,1,1,0,0,12,30,4.32,12,0,"","【対象外】"]
[546,49,null,7,null,"753(1床)","ダウンライト","φ150","埋込",null,null,null,3000,null,"電球形蛍光灯　EFD15/12E (口金：E26) 【12W】",12,1,1,1,0,0,1,null,1,1,0,0,12,30,4.32,12,0,"","【対象外】"]
[547,50,null,7,null,"754(1床)","ユニバーサルダウンライト","φ150","埋込","処置灯",null,null,3000,null,"ハロゲンランプ（棒状）　JD110V85W (口金：E11) 【85W】",85,1,1,1,0,0,1,null,0,0,1,1,12,30,30.6,85,30.6,85,"器具交換"]
[548,50,null,7,null,"754(1床)","ベッド灯",null,"壁付け",null,null,null,3000,"片切りスイッチ","FPL55+FPL18+ナツメ球",84,1,1,1,0,0,1,null,0,0,1,1,12,30,30.24,84,30.24,84,"器具交換"]
[549,50,null,7,null,"754(1床)","ベッド灯",null,"壁付け",null,"プルスイッチ",null,3000,"上記と同じ器具","コンパクト形蛍光灯　FPL18EX 【18W】",21,1,1,1,0,0,1,null,1,1,0,0,12,30,7.56,21,0,"","【対象外】"]
[550,50,null,7,null,"754(1床)","ベッド灯",null,"壁付け",null,"プルスイッチ",null,3000,"上記と同じ器具","ナツメ球　5W　(口金 ： E12) 【5W】",5,1,1,1,0,0,1,null,1,1,0,0,12,30,1.8,5,0,"","【対象外】"]
[551,50,null,7,null,"754(1床)","ダウンライト","φ150","埋込",null,"乳白カバー",null,3000,null,"コンパクト形蛍光灯　FDL13EX 【13W】",16,1,2,2,0,0,2,null,0,0,2,2,12,30,11.52,32,11.52,32,"器具交換"]
[552,50,null,7,null,"754(1床)","ブラケット",null,"壁付け",null,"乳白カバー",null,3000,null,"電球形蛍光灯　EFD15/12E (口金：E26) 【12W】",12,1,1,1,0,0,1,null,1,1,0,0,12,30,4.32,12,0,"","【対象外】"]
[553,50,null,7,null,"754(1床)","ダウンライト","φ150","埋込",null,null,null,3000,null,"電球形蛍光灯　EFD15/12E (口金：E26) 【12W】",12,1,1,1,0,0,1,null,1,1,0,0,12,30,4.32,12,0,"","【対象外】"]
[554,51,null,7,null,"755(1床)","ユニバーサルダウンライト","φ150","埋込","処置灯",null,null,3000,null,"ハロゲンランプ（棒状）　JD110V85W (口金：E11) 【85W】",85,1,1,1,0,0,1,null,0,0,1,1,12,30,30.6,85,30.6,85,"器具交換"]
[555,51,null,7,null,"755(1床)","ベッド灯",null,"壁付け",null,null,null,3000,"片切りスイッチ","FPL55+FPL18+ナツメ球",84,1,1,1,0,0,1,null,0,0,1,1,12,30,30.24,84,30.24,84,"器具交換"]
[556,51,null,7,null,"755(1床)","ベッド灯",null,"壁付け",null,"プルスイッチ",null,3000,"上記と同じ器具","コンパクト形蛍光灯　FPL18EX 【18W】",21,1,1,1,0,0,1,null,1,1,0,0,12,30,7.56,21,0,"","【対象外】"]
[557,51,null,7,null,"755(1床)","ベッド灯",null,"壁付け",null,"プルスイッチ",null,3000,"上記と同じ器具","ナツメ球　5W　(口金 ： E12) 【5W】",5,1,1,1,0,0,1,null,1,1,0,0,12,30,1.8,5,0,"","【対象外】"]
[558,51,null,7,null,"755(1床)","ダウンライト","φ150","埋込",null,"乳白カバー",null,3000,null,"コンパクト形蛍光灯　FDL13EX 【13W】",16,1,2,2,0,0,2,null,0,0,2,2,12,30,11.52,32,11.52,32,"器具交換"]
[559,51,null,7,null,"755(1床)","ブラケット",null,"壁付け",null,"乳白カバー",null,3000,null,"電球形蛍光灯　EFD15/12E (口金：E26) 【12W】",12,1,1,1,0,0,1,null,1,1,0,0,12,30,4.32,12,0,"","【対象外】"]
[560,51,null,7,null,"755(1床)","ダウンライト","φ150","埋込",null,null,null,3000,null,"電球形蛍光灯　EFD15/12E (口金：E26) 【12W】",12,1,1,1,0,0,1,null,1,1,0,0,12,30,4.32,12,0,"","【対象外】"]
[561,52,null,7,null,"756(1床)","ユニバーサルダウンライト","φ150","埋込","処置灯",null,null,3000,null,"ハロゲンランプ（棒状）　JD110V85W (口金：E11) 【85W】",85,1,1,1,0,0,1,null,0,0,1,1,12,30,30.6,85,30.6,85,"器具交換"]
[562,52,null,7,null,"756(1床)","ベッド灯",null,"壁付け",null,null,null,3000,"片切りスイッチ","FPL55+FPL18+ナツメ球",84,1,1,1,0,0,1,null,0,0,1,1,12,30,30.24,84,30.24,84,"器具交換"]
[563,52,null,7,null,"756(1床)","ベッド灯",null,"壁付け",null,"プルスイッチ",null,3000,"上記と同じ器具","コンパクト形蛍光灯　FPL18EX 【18W】",21,1,1,1,0,0,1,null,1,1,0,0,12,30,7.56,21,0,"","【対象外】"]
[564,52,null,7,null,"756(1床)","ベッド灯",null,"壁付け",null,"プルスイッチ",null,3000,"上記と同じ器具","ナツメ球　5W　(口金 ： E12) 【5W】",5,1,1,1,0,0,1,null,1,1,0,0,12,30,1.8,5,0,"","【対象外】"]
[565,52,null,7,null,"756(1床)","ダウンライト","φ150","埋込",null,"乳白カバー",null,3000,null,"コンパクト形蛍光灯　FDL13EX 【13W】",16,1,2,2,0,0,2,null,0,0,2,2,12,30,11.52,32,11.52,32,"器具交換"]
[566,52,null,7,null,"756(1床)","ブラケット",null,"壁付け",null,"乳白カバー",null,3000,null,"電球形蛍光灯　EFD15/12E (口金：E26) 【12W】",12,1,1,1,0,0,1,null,1,1,0,0,12,30,4.32,12,0,"","【対象外】"]
[567,52,null,7,null,"756(1床)","ダウンライト","φ150","埋込",null,null,null,3000,null,"電球形蛍光灯　EFD15/12E (口金：E26) 【12W】",12,1,1,1,0,0,1,null,1,1,0,0,12,30,4.32,12,0,"","【対象外】"]
[568,53,null,7,null,"757(1床)","ユニバーサルダウンライト","φ150","埋込","処置灯",null,null,3000,null,"ハロゲンランプ（棒状）　JD110V85W (口金：E11) 【85W】",85,1,1,1,0,0,1,null,0,0,1,1,12,30,30.6,85,30.6,85,"器具交換"]
[569,53,null,7,null,"757(1床)","ベッド灯",null,"壁付け",null,null,null,3000,"片切りスイッチ","FPL55+FPL18+ナツメ球",84,1,1,1,0,0,1,null,0,0,1,1,12,30,30.24,84,30.24,84,"器具交換"]
[570,53,null,7,null,"757(1床)","ベッド灯",null,"壁付け",null,"プルスイッチ",null,3000,"上記と同じ器具","コンパクト形蛍光灯　FPL18EX 【18W】",21,1,1,1,0,0,1,null,1,1,0,0,12,30,7.56,21,0,"","【対象外】"]
[571,53,null,7,null,"757(1床)","ベッド灯",null,"壁付け",null,"プルスイッチ",null,3000,"上記と同じ器具","ナツメ球　5W　(口金 ： E12) 【5W】",5,1,1,1,0,0,1,null,1,1,0,0,12,30,1.8,5,0,"","【対象外】"]
[572,53,null,7,null,"757(1床)","ダウンライト","φ150","埋込",null,"乳白カバー",null,3000,null,"コンパクト形蛍光灯　FDL13EX 【13W】",16,1,2,2,0,0,2,null,0,0,2,2,12,30,11.52,32,11.52,32,"器具交換"]
[573,53,null,7,null,"757(1床)","ブラケット",null,"壁付け",null,"乳白カバー",null,3000,null,"電球形蛍光灯　EFD15/12E (口金：E26) 【12W】",12,1,1,1,0,0,1,null,1,1,0,0,12,30,4.32,12,0,"","【対象外】"]
[574,53,null,7,null,"757(1床)","ダウンライト","φ150","埋込",null,null,null,3000,null,"電球形蛍光灯　EFD15/12E (口金：E26) 【12W】",12,1,1,1,0,0,1,null,1,1,0,0,12,30,4.32,12,0,"","【対象外】"]
[575,53,null,7,null,"758(1床)","ユニバーサルダウンライト","φ150","埋込","処置灯",null,null,3000,null,"ハロゲンランプ（棒状）　JD110V85W (口金：E11) 【85W】",85,1,1,1,0,0,1,null,0,0,1,1,12,30,30.6,85,30.6,85,"器具交換"]
[576,53,null,7,null,"758(1床)","ベッド灯",null,"壁付け",null,null,null,3000,"片切りスイッチ","FPL55+FPL18+ナツメ球",84,1,1,1,0,0,1,null,0,0,1,1,12,30,30.24,84,30.24,84,"器具交換"]
[577,53,null,7,null,"758(1床)","ベッド灯",null,"壁付け",null,"プルスイッチ",null,3000,"上記と同じ器具","コンパクト形蛍光灯　FPL18EX 【18W】",21,1,1,1,0,0,1,null,1,1,0,0,12,30,7.56,21,0,"","【対象外】"]
[{"$f":"IF(COUNTA(B594:O594)=0,\"\",ROW()-16)","v":578},53,null,7,null,"758(1床)","ベッド灯",null,"壁付け",null,"プルスイッチ",null,3000,"上記と同じ器具","ナツメ球　5W　(口金 ： E12) 【5W】",5,1,1,{"$f":"IF(R594=\"\",\"\",Q594*R594)","v":1},0,0,{"$f":"IF(S594=\"\",\"\",S594-T594)","v":1},null,{"$f":"IF(O594=\"\",\"\",IF(OR(AH594=\"【対象外】\",AH594=\"【LED済】\"),R594,IF(Y594>0,Y594/Q594,0)))","v":1},{"$f":"IF(O594=\"\",\"\",IF(OR(AH594=\"管球交換 【間引き対象外】\",AH594=\"器具交換 【間引き対象外】\"),T594,IF(OR(AH594=\"【対象外】\",AH594=\"【LED済】\"),S594,0)))","v":1},{"$f":"IF(R594=\"\",\"\",R594-X594)","v":0},{"$f":"IF(S594=\"\",\"\",S594-Y594)","v":0},12,30,{"$f":"IF(O594=\"\",\"\",IF(V594=\"\",\"\",P594*V594*AB594*AC594/1000))","v":1.8},{"$f":"IF(O594=\"\",\"\",IF(V594=\"\",\"\",P594*V594))","v":5},{"$f":"IF(O594=\"\",\"\",IF(AA594=\"\",\"\",P594*AA594*AB594*AC594/1000))","v":0},{"$f":"IF(O594=\"\",\"\",IF(AA594=\"\",\"\",IF(AA594=0,\"\",P594*AA594)))","v":""},"【対象外】"]
[579,53,null,7,null,"758(1床)","ダウンライト","φ150","埋込",null,"乳白カバー",null,3000,null,"コンパクト形蛍光灯　FDL13EX 【13W】",16,1,2,2,0,0,2,null,0,0,2,2,12,30,11.52,32,11.52,32,"器具交換"]
[580,53,null,7,null,"758(1床)","ブラケット",null,"壁付け",null,"乳白カバー",null,3000,null,"電球形蛍光灯　EFD15/12E (口金：E26) 【12W】",12,1,1,1,0,0,1,null,1,1,0,0,12,30,4.32,12,0,"","【対象外】"]
[581,53,null,7,null,"758(1床)","ダウンライト","φ150","埋込",null,null,null,3000,null,"電球形蛍光灯　EFD15/12E (口金：E26) 【12W】",12,1,1,1,0,0,1,null,1,1,0,0,12,30,4.32,12,0,"","【対象外】"]
[582,55,null,7,null,"759(1床)","ユニバーサルダウンライト","φ150","埋込","処置灯",null,null,3000,null,"ハロゲンランプ（棒状）　JD110V85W (口金：E11) 【85W】",85,1,1,1,0,0,1,null,0,0,1,1,12,30,30.6,85,30.6,85,"器具交換"]
[583,55,null,7,null,"759(1床)","ベッド灯",null,"壁付け",null,null,null,3000,"片切りスイッチ","FPL55+FPL18+ナツメ球",84,1,1,1,0,0,1,null,0,0,1,1,12,30,30.24,84,30.24,84,"器具交換"]
[584,55,null,7,null,"759(1床)","ベッド灯",null,"壁付け",null,"プルスイッチ",null,3000,"上記と同じ器具","コンパクト形蛍光灯　FPL18EX 【18W】",21,1,1,1,0,0,1,null,1,1,0,0,12,30,7.56,21,0,"","【対象外】"]
[585,55,null,7,null,"759(1床)","ベッド灯",null,"壁付け",null,"プルスイッチ",null,3000,"上記と同じ器具","ナツメ球　5W　(口金 ： E12) 【5W】",5,1,1,1,0,0,1,null,1,1,0,0,12,30,1.8,5,0,"","【対象外】"]
[586,55,null,7,null,"759(1床)","ダウンライト","φ150","埋込",null,"乳白カバー",null,3000,null,"コンパクト形蛍光灯　FDL13EX 【13W】",16,1,2,2,0,0,2,null,0,0,2,2,12,30,11.52,32,11.52,32,"器具交換"]
[587,55,null,7,null,"759(1床)","ブラケット",null,"壁付け",null,"乳白カバー",null,3000,null,"電球形蛍光灯　EFD15/12E (口金：E26) 【12W】",12,1,1,1,0,0,1,null,1,1,0,0,12,30,4.32,12,0,"","【対象外】"]
[588,55,null,7,null,"759(1床)","ダウンライト","φ150","埋込",null,null,null,3000,null,"電球形蛍光灯　EFD15/12E (口金：E26) 【12W】",12,1,1,1,0,0,1,null,1,1,0,0,12,30,4.32,12,0,"","【対象外】"]
[589,56,null,7,null,"760(1床)","丸形シーリング",null,"天付け",null,"乳白カバー",null,3000,null,"円型蛍光灯 ツイン　FCL30・32E 【58W】",61,1,1,1,0,0,1,null,0,0,1,1,12,30,21.96,61,21.96,61,"器具交換"]
[590,56,null,7,null,"760(1床)","ベッド灯",null,"壁付け",null,null,null,3000,"片切りスイッチ","FPL55+FPL18+ナツメ球",84,1,1,1,0,0,1,null,0,0,1,1,12,30,30.24,84,30.24,84,"器具交換"]
[591,56,null,7,null,"760(1床)","ベッド灯",null,"壁付け",null,"プルスイッチ",null,3000,"上記と同じ器具","コンパクト形蛍光灯　FPL18EX 【18W】",21,1,1,1,0,0,1,null,1,1,0,0,12,30,7.56,21,0,"","【対象外】"]
[592,56,null,7,null,"760(1床)","ベッド灯",null,"壁付け",null,"プルスイッチ",null,3000,"上記と同じ器具","ナツメ球　5W　(口金 ： E12) 【5W】",5,1,1,1,0,0,1,null,1,1,0,0,12,30,1.8,5,0,"","【対象外】"]
[593,56,null,7,null,"760(1床)","ユニバーサルダウンライト","φ150","埋込","処置灯",null,null,3000,null,"ハロゲンランプ（棒状）　JD110V85W (口金：E11) 【85W】",85,1,1,1,0,0,1,null,0,0,1,1,12,30,30.6,85,30.6,85,"器具交換"]
[594,56,null,7,null,"760(1床)","ダウンライト","φ150","埋込",null,"乳白カバー",null,3000,null,"コンパクト形蛍光灯　FDL13EX 【13W】",16,1,1,1,0,0,1,null,0,0,1,1,12,30,5.76,16,5.76,16,"器具交換"]
[595,56,null,7,null,"760(1床)","ダウンライト","φ150","埋込",null,null,null,3000,null,"電球形蛍光灯　EFD15/12E (口金：E26) 【12W】",12,1,3,3,0,0,3,null,3,3,0,0,12,30,12.96,36,0,"","【対象外】"]
[596,56,null,7,null,"760(1床)","流し元灯",null,"天付け",null,null,null,5000,null,"直管蛍光灯　FL15 【15W】",18,1,1,1,0,0,1,null,0,0,1,1,12,30,6.48,18,6.48,18,"管球交換"]
[597,56,null,7,null,"760(1床)","ブラケット",null,"壁付け",null,"乳白カバー",null,3000,null,"電球形蛍光灯　EFD15/12E (口金：E26) 【12W】",12,1,1,1,0,0,1,null,1,1,0,0,12,30,4.32,12,0,"","【対象外】"]
[598,56,null,7,null,"760(1床)","ブラケット",null,"壁付け",null,"防水カバー",null,3000,null,"電球形蛍光灯　EFD15/12E (口金：E26) 【12W】",12,1,1,1,0,0,1,null,1,1,0,0,12,30,4.32,12,0,"","【対象外】"]
[599,57,null,7,null,"761(1床)","ユニバーサルダウンライト","φ150","埋込","処置灯",null,null,3000,null,"ハロゲンランプ（棒状）　JD110V85W (口金：E11) 【85W】",85,1,1,1,0,0,1,null,0,0,1,1,12,30,30.6,85,30.6,85,"器具交換"]
[600,57,null,7,null,"761(1床)","ベッド灯",null,"壁付け",null,null,null,3000,"片切りスイッチ","FPL55+FPL18+ナツメ球",84,1,1,1,0,0,1,null,0,0,1,1,12,30,30.24,84,30.24,84,"器具交換"]
[601,57,null,7,null,"761(1床)","ベッド灯",null,"壁付け",null,"プルスイッチ",null,3000,"上記と同じ器具","コンパクト形蛍光灯　FPL18EX 【18W】",21,1,1,1,0,0,1,null,1,1,0,0,12,30,7.56,21,0,"","【対象外】"]
[602,57,null,7,null,"761(1床)","ベッド灯",null,"壁付け",null,"プルスイッチ",null,3000,"上記と同じ器具","ナツメ球　5W　(口金 ： E12) 【5W】",5,1,1,1,0,0,1,null,1,1,0,0,12,30,1.8,5,0,"","【対象外】"]
[603,57,null,7,null,"761(1床)","ダウンライト","φ150","埋込",null,"乳白カバー",null,3000,null,"コンパクト形蛍光灯　FDL13EX 【13W】",16,1,1,1,0,0,1,null,0,0,1,1,12,30,5.76,16,5.76,16,"器具交換"]
[604,57,null,7,null,"761(1床)","ブラケット",null,"壁付け",null,"防水カバー",null,3000,null,"電球形蛍光灯　EFD15/12E (口金：E26) 【12W】",12,1,2,2,0,0,2,null,2,2,0,0,12,30,8.64,24,0,"","【対象外】"]
[605,58,null,7,null,"762(1床)","ユニバーサルダウンライト","φ150","埋込","処置灯",null,null,3000,null,"ハロゲンランプ（棒状）　JD110V85W (口金：E11) 【85W】",85,1,1,1,0,0,1,null,0,0,1,1,12,30,30.6,85,30.6,85,"器具交換"]
[606,58,null,7,null,"762(1床)","ベッド灯",null,"壁付け",null,null,null,3000,"片切りスイッチ","FPL55+FPL18+ナツメ球",84,1,1,1,0,0,1,null,0,0,1,1,12,30,30.24,84,30.24,84,"器具交換"]
[607,58,null,7,null,"762(1床)","ベッド灯",null,"壁付け",null,"プルスイッチ",null,3000,"上記と同じ器具","コンパクト形蛍光灯　FPL18EX 【18W】",21,1,1,1,0,0,1,null,1,1,0,0,12,30,7.56,21,0,"","【対象外】"]
[608,58,null,7,null,"762(1床)","ベッド灯",null,"壁付け",null,"プルスイッチ",null,3000,"上記と同じ器具","ナツメ球　5W　(口金 ： E12) 【5W】",5,1,1,1,0,0,1,null,1,1,0,0,12,30,1.8,5,0,"","【対象外】"]
[609,58,null,7,null,"762(1床)","ダウンライト","φ150","埋込",null,"乳白カバー",null,3000,null,"コンパクト形蛍光灯　FDL13EX 【13W】",16,1,1,1,0,0,1,null,0,0,1,1,12,30,5.76,16,5.76,16,"器具交換"]
[610,58,null,7,null,"762(1床)","ブラケット",null,"壁付け",null,"防水カバー",null,3000,null,"電球形蛍光灯　EFD15/12E (口金：E26) 【12W】",12,1,2,2,0,0,2,null,2,2,0,0,12,30,8.64,24,0,"","【対象外】"]
[611,59,null,7,null,"倉庫","埋込形","W150","埋込",null,"Cチャンネル回避",null,4000,null,"直管蛍光灯　FHF32EX 高出力形 【45W】",48,1,2,2,0,0,2,null,0,0,2,2,12,30,34.56,96,34.56,96,"管球交換"]
[612,60,null,7,null,"763(4床)","ユニバーサルダウンライト","φ150","埋込","処置灯",null,null,3000,"天井破損のため1台撤去されて実際は設置3台","ハロゲンランプ（棒状）　JD110V85W (口金：E11) 【85W】",85,1,4,4,0,0,4,null,0,0,4,4,12,30,122.4,340,122.4,340,"器具交換"]
[613,60,null,7,null,"763(4床)","ベッド灯",null,"壁付け",null,null,null,3000,"片切りスイッチ","FPL55+FPL18+ナツメ球",84,1,4,4,0,0,4,null,0,0,4,4,12,30,120.96,336,120.96,336,"器具交換"]
[614,60,null,7,null,"763(4床)","ベッド灯",null,"壁付け",null,"プルスイッチ",null,3000,"上記と同じ器具","コンパクト形蛍光灯　FPL18EX 【18W】",21,1,4,4,0,0,4,null,4,4,0,0,12,30,30.24,84,0,"","【対象外】"]
[615,60,null,7,null,"763(4床)","ベッド灯",null,"壁付け",null,"プルスイッチ",null,3000,"上記と同じ器具","ナツメ球　5W　(口金 ： E12) 【5W】",5,1,4,4,0,0,4,null,4,4,0,0,12,30,7.2,20,0,"","【対象外】"]
[616,60,null,7,null,"763(4床)","ダウンライト","φ150","埋込",null,"乳白カバー",null,3000,null,"コンパクト形蛍光灯　FDL13EX 【13W】",16,1,1,1,0,0,1,null,0,0,1,1,12,30,5.76,16,5.76,16,"器具交換"]
[617,60,null,7,null,"763(4床)","ブラケット",null,"壁付け",null,"乳白カバー",null,3000,null,"電球形蛍光灯　EFD15/12E (口金：E26) 【12W】",12,1,1,1,0,0,1,null,1,1,0,0,12,30,4.32,12,0,"","【対象外】"]
[618,60,null,7,null,"763(4床)","ダウンライト","φ150","埋込",null,null,null,3000,null,"電球形蛍光灯　EFD15/12E (口金：E26) 【12W】",12,1,1,1,0,0,1,null,1,1,0,0,12,30,4.32,12,0,"","【対象外】"]
[619,61,null,7,null,"764(4床)","ユニバーサルダウンライト","φ150","埋込","処置灯",null,null,3000,null,"ハロゲンランプ（棒状）　JD110V85W (口金：E11) 【85W】",85,1,4,4,0,0,4,null,0,0,4,4,12,30,122.4,340,122.4,340,"器具交換"]
[620,61,null,7,null,"764(4床)","ベッド灯",null,"壁付け",null,null,null,3000,"片切りスイッチ","FPL55+FPL18+ナツメ球",84,1,4,4,0,0,4,null,0,0,4,4,12,30,120.96,336,120.96,336,"器具交換"]
[621,61,null,7,null,"764(4床)","ベッド灯",null,"壁付け",null,"プルスイッチ",null,3000,"上記と同じ器具","コンパクト形蛍光灯　FPL18EX 【18W】",21,1,4,4,0,0,4,null,4,4,0,0,12,30,30.24,84,0,"","【対象外】"]
[622,61,null,7,null,"764(4床)","ベッド灯",null,"壁付け",null,"プルスイッチ",null,3000,"上記と同じ器具","ナツメ球　5W　(口金 ： E12) 【5W】",5,1,4,4,0,0,4,null,4,4,0,0,12,30,7.2,20,0,"","【対象外】"]
[623,61,null,7,null,"764(4床)","ダウンライト","φ150","埋込",null,"乳白カバー",null,3000,null,"コンパクト形蛍光灯　FDL13EX 【13W】",16,1,1,1,0,0,1,null,0,0,1,1,12,30,5.76,16,5.76,16,"器具交換"]
[624,61,null,7,null,"764(4床)","ブラケット",null,"壁付け",null,"乳白カバー",null,3000,null,"電球形蛍光灯　EFD15/12E (口金：E26) 【12W】",12,1,1,1,0,0,1,null,1,1,0,0,12,30,4.32,12,0,"","【対象外】"]
[625,61,null,7,null,"764(4床)","ダウンライト","φ150","埋込",null,null,null,3000,null,"電球形蛍光灯　EFD15/12E (口金：E26) 【12W】",12,1,1,1,0,0,1,null,1,1,0,0,12,30,4.32,12,0,"","【対象外】"]
[626,62,null,7,null,"765(4床)","ユニバーサルダウンライト","φ150","埋込","処置灯",null,null,3000,null,"ハロゲンランプ（棒状）　JD110V85W (口金：E11) 【85W】",85,1,4,4,0,0,4,null,0,0,4,4,12,30,122.4,340,122.4,340,"器具交換"]
[627,62,null,7,null,"765(4床)","ベッド灯",null,"壁付け",null,null,null,3000,"片切りスイッチ","FPL55+FPL18+ナツメ球",84,1,4,4,0,0,4,null,0,0,4,4,12,30,120.96,336,120.96,336,"器具交換"]
[628,62,null,7,null,"765(4床)","ベッド灯",null,"壁付け",null,"プルスイッチ",null,3000,"上記と同じ器具","コンパクト形蛍光灯　FPL18EX 【18W】",21,1,4,4,0,0,4,null,4,4,0,0,12,30,30.24,84,0,"","【対象外】"]
[629,62,null,7,null,"765(4床)","ベッド灯",null,"壁付け",null,"プルスイッチ",null,3000,"上記と同じ器具","ナツメ球　5W　(口金 ： E12) 【5W】",5,1,4,4,0,0,4,null,4,4,0,0,12,30,7.2,20,0,"","【対象外】"]
[630,62,null,7,null,"765(4床)","ダウンライト","φ150","埋込",null,"乳白カバー",null,3000,null,"コンパクト形蛍光灯　FDL13EX 【13W】",16,1,1,1,0,0,1,null,0,0,1,1,12,30,5.76,16,5.76,16,"器具交換"]
[631,62,null,7,null,"765(4床)","ブラケット",null,"壁付け",null,"乳白カバー",null,3000,null,"電球形蛍光灯　EFD15/12E (口金：E26) 【12W】",12,1,1,1,0,0,1,null,1,1,0,0,12,30,4.32,12,0,"","【対象外】"]
[632,62,null,7,null,"765(4床)","ダウンライト","φ150","埋込",null,null,null,3000,null,"電球形蛍光灯　EFD15/12E (口金：E26) 【12W】",12,1,1,1,0,0,1,null,1,1,0,0,12,30,4.32,12,0,"","【対象外】"]
[633,63,null,7,null,"766(4床)","ユニバーサルダウンライト","φ150","埋込","処置灯",null,null,3000,null,"ハロゲンランプ（棒状）　JD110V85W (口金：E11) 【85W】",85,1,4,4,0,0,4,null,0,0,4,4,12,30,122.4,340,122.4,340,"器具交換"]
[634,63,null,7,null,"766(4床)","ベッド灯",null,"壁付け",null,null,null,3000,"片切りスイッチ","FPL55+FPL18+ナツメ球",84,1,4,4,0,0,4,null,0,0,4,4,12,30,120.96,336,120.96,336,"器具交換"]
[635,63,null,7,null,"766(4床)","ベッド灯",null,"壁付け",null,"プルスイッチ",null,3000,"上記と同じ器具","コンパクト形蛍光灯　FPL18EX 【18W】",21,1,4,4,0,0,4,null,4,4,0,0,12,30,30.24,84,0,"","【対象外】"]
[636,63,null,7,null,"766(4床)","ベッド灯",null,"壁付け",null,"プルスイッチ",null,3000,"上記と同じ器具","ナツメ球　5W　(口金 ： E12) 【5W】",5,1,4,4,0,0,4,null,4,4,0,0,12,30,7.2,20,0,"","【対象外】"]
[637,63,null,7,null,"766(4床)","ダウンライト","φ150","埋込",null,"乳白カバー",null,3000,null,"コンパクト形蛍光灯　FDL13EX 【13W】",16,1,1,1,0,0,1,null,0,0,1,1,12,30,5.76,16,5.76,16,"器具交換"]
[638,63,null,7,null,"766(4床)","ブラケット",null,"壁付け",null,"乳白カバー",null,3000,null,"電球形蛍光灯　EFD15/12E (口金：E26) 【12W】",12,1,1,1,0,0,1,null,1,1,0,0,12,30,4.32,12,0,"","【対象外】"]
[639,63,null,7,null,"766(4床)","ダウンライト","φ150","埋込",null,null,null,3000,null,"電球形蛍光灯　EFD15/12E (口金：E26) 【12W】",12,1,1,1,0,0,1,null,1,1,0,0,12,30,4.32,12,0,"","【対象外】"]
[640,64,null,7,null,"767(4床)","ユニバーサルダウンライト","φ150","埋込","処置灯",null,null,3000,null,"ハロゲンランプ（棒状）　JD110V85W (口金：E11) 【85W】",85,1,4,4,0,0,4,null,0,0,4,4,12,30,122.4,340,122.4,340,"器具交換"]
[641,64,null,7,null,"767(4床)","ベッド灯",null,"壁付け",null,null,null,3000,"片切りスイッチ","FPL55+FPL18+ナツメ球",84,1,4,4,0,0,4,null,0,0,4,4,12,30,120.96,336,120.96,336,"器具交換"]
[{"$f":"IF(COUNTA(B658:O658)=0,\"\",ROW()-16)","v":642},64,null,7,null,"767(4床)","ベッド灯",null,"壁付け",null,"プルスイッチ",null,3000,"上記と同じ器具","コンパクト形蛍光灯　FPL18EX 【18W】",21,1,4,{"$f":"IF(R658=\"\",\"\",Q658*R658)","v":4},0,0,{"$f":"IF(S658=\"\",\"\",S658-T658)","v":4},null,{"$f":"IF(O658=\"\",\"\",IF(OR(AH658=\"【対象外】\",AH658=\"【LED済】\"),R658,IF(Y658>0,Y658/Q658,0)))","v":4},{"$f":"IF(O658=\"\",\"\",IF(OR(AH658=\"管球交換 【間引き対象外】\",AH658=\"器具交換 【間引き対象外】\"),T658,IF(OR(AH658=\"【対象外】\",AH658=\"【LED済】\"),S658,0)))","v":4},{"$f":"IF(R658=\"\",\"\",R658-X658)","v":0},{"$f":"IF(S658=\"\",\"\",S658-Y658)","v":0},12,30,{"$f":"IF(O658=\"\",\"\",IF(V658=\"\",\"\",P658*V658*AB658*AC658/1000))","v":30.24},{"$f":"IF(O658=\"\",\"\",IF(V658=\"\",\"\",P658*V658))","v":84},{"$f":"IF(O658=\"\",\"\",IF(AA658=\"\",\"\",P658*AA658*AB658*AC658/1000))","v":0},{"$f":"IF(O658=\"\",\"\",IF(AA658=\"\",\"\",IF(AA658=0,\"\",P658*AA658)))","v":""},"【対象外】"]
[643,64,null,7,null,"767(4床)","ベッド灯",null,"壁付け",null,"プルスイッチ",null,3000,"上記と同じ器具","ナツメ球　5W　(口金 ： E12) 【5W】",5,1,4,4,0,0,4,null,4,4,0,0,12,30,7.2,20,0,"","【対象外】"]
[644,64,null,7,null,"767(4床)","ダウンライト","φ150","埋込",null,"乳白カバー",null,3000,null,"コンパクト形蛍光灯　FDL13EX 【13W】",16,1,1,1,0,0,1,null,0,0,1,1,12,30,5.76,16,5.76,16,"器具交換"]
[645,64,null,7,null,"767(4床)","ブラケット",null,"壁付け",null,"乳白カバー",null,3000,null,"電球形蛍光灯　EFD15/12E (口金：E26) 【12W】",12,1,1,1,0,0,1,null,1,1,0,0,12,30,4.32,12,0,"","【対象外】"]
[646,64,null,7,null,"767(4床)","ダウンライト","φ150","埋込",null,null,null,3000,null,"電球形蛍光灯　EFD15/12E (口金：E26) 【12W】",12,1,1,1,0,0,1,null,1,1,0,0,12,30,4.32,12,0,"","【対象外】"]
[647,65,null,7,null,"768(4床)","ユニバーサルダウンライト","φ150","埋込","処置灯",null,null,3000,null,"ハロゲンランプ（棒状）　JD110V85W (口金：E11) 【85W】",85,1,4,4,0,0,4,null,0,0,4,4,12,30,122.4,340,122.4,340,"器具交換"]
[648,65,null,7,null,"768(4床)","ベッド灯",null,"壁付け",null,null,null,3000,"片切りスイッチ","FPL55+FPL18+ナツメ球",84,1,4,4,0,0,4,null,0,0,4,4,12,30,120.96,336,120.96,336,"器具交換"]
[649,65,null,7,null,"768(4床)","ベッド灯",null,"壁付け",null,"プルスイッチ",null,3000,"上記と同じ器具","コンパクト形蛍光灯　FPL18EX 【18W】",21,1,4,4,0,0,4,null,4,4,0,0,12,30,30.24,84,0,"","【対象外】"]
[650,65,null,7,null,"768(4床)","ベッド灯",null,"壁付け",null,"プルスイッチ",null,3000,"上記と同じ器具","ナツメ球　5W　(口金 ： E12) 【5W】",5,1,4,4,0,0,4,null,4,4,0,0,12,30,7.2,20,0,"","【対象外】"]
[651,65,null,7,null,"768(4床)","ダウンライト","φ150","埋込",null,"乳白カバー",null,3000,null,"コンパクト形蛍光灯　FDL13EX 【13W】",16,1,1,1,0,0,1,null,0,0,1,1,12,30,5.76,16,5.76,16,"器具交換"]
[652,65,null,7,null,"768(4床)","ブラケット",null,"壁付け",null,"乳白カバー",null,3000,null,"電球形蛍光灯　EFD15/12E (口金：E26) 【12W】",12,1,1,1,0,0,1,null,1,1,0,0,12,30,4.32,12,0,"","【対象外】"]
[653,65,null,7,null,"768(4床)","ダウンライト","φ150","埋込",null,null,null,3000,null,"電球形蛍光灯　EFD15/12E (口金：E26) 【12W】",12,1,1,1,0,0,1,null,1,1,0,0,12,30,4.32,12,0,"","【対象外】"]
[654,66,null,7,null,"769(4床)","ユニバーサルダウンライト","φ150","埋込","処置灯",null,null,3000,null,"ハロゲンランプ（棒状）　JD110V85W (口金：E11) 【85W】",85,1,4,4,0,0,4,null,0,0,4,4,12,30,122.4,340,122.4,340,"器具交換"]
[655,66,null,7,null,"769(4床)","ベッド灯",null,"壁付け",null,null,null,3000,"片切りスイッチ","FPL55+FPL18+ナツメ球",84,1,4,4,0,0,4,null,0,0,4,4,12,30,120.96,336,120.96,336,"器具交換"]
[656,66,null,7,null,"769(4床)","ベッド灯",null,"壁付け",null,"プルスイッチ",null,3000,"上記と同じ器具","コンパクト形蛍光灯　FPL18EX 【18W】",21,1,4,4,0,0,4,null,4,4,0,0,12,30,30.24,84,0,"","【対象外】"]
[657,66,null,7,null,"769(4床)","ベッド灯",null,"壁付け",null,"プルスイッチ",null,3000,"上記と同じ器具","ナツメ球　5W　(口金 ： E12) 【5W】",5,1,4,4,0,0,4,null,4,4,0,0,12,30,7.2,20,0,"","【対象外】"]
[658,66,null,7,null,"769(4床)","ダウンライト","φ150","埋込",null,"乳白カバー",null,3000,null,"コンパクト形蛍光灯　FDL13EX 【13W】",16,1,1,1,0,0,1,null,0,0,1,1,12,30,5.76,16,5.76,16,"器具交換"]
[659,66,null,7,null,"769(4床)","ブラケット",null,"壁付け",null,"乳白カバー",null,3000,null,"電球形蛍光灯　EFD15/12E (口金：E26) 【12W】",12,1,1,1,0,0,1,null,1,1,0,0,12,30,4.32,12,0,"","【対象外】"]
[660,66,null,7,null,"769(4床)","ダウンライト","φ150","埋込",null,null,null,3000,null,"電球形蛍光灯　EFD15/12E (口金：E26) 【12W】",12,1,1,1,0,0,1,null,1,1,0,0,12,30,4.32,12,0,"","【対象外】"]
[661,67,null,7,null,"770(4床)","ユニバーサルダウンライト","φ150","埋込","処置灯",null,null,3000,null,"ハロゲンランプ（棒状）　JD110V85W (口金：E11) 【85W】",85,1,4,4,0,0,4,null,0,0,4,4,12,30,122.4,340,122.4,340,"器具交換"]
[662,67,null,7,null,"770(4床)","ベッド灯",null,"壁付け",null,null,null,3000,"片切りスイッチ","FPL55+FPL18+ナツメ球",84,1,4,4,0,0,4,null,0,0,4,4,12,30,120.96,336,120.96,336,"器具交換"]
[663,67,null,7,null,"770(4床)","ベッド灯",null,"壁付け",null,"プルスイッチ",null,3000,"上記と同じ器具","コンパクト形蛍光灯　FPL18EX 【18W】",21,1,4,4,0,0,4,null,4,4,0,0,12,30,30.24,84,0,"","【対象外】"]
[664,67,null,7,null,"770(4床)","ベッド灯",null,"壁付け",null,"プルスイッチ",null,3000,"上記と同じ器具","ナツメ球　5W　(口金 ： E12) 【5W】",5,1,4,4,0,0,4,null,4,4,0,0,12,30,7.2,20,0,"","【対象外】"]
[665,67,null,7,null,"770(4床)","ダウンライト","φ150","埋込",null,"乳白カバー",null,3000,null,"コンパクト形蛍光灯　FDL13EX 【13W】",16,1,1,1,0,0,1,null,0,0,1,1,12,30,5.76,16,5.76,16,"器具交換"]
[666,67,null,7,null,"770(4床)","ブラケット",null,"壁付け",null,"乳白カバー",null,3000,null,"電球形蛍光灯　EFD15/12E (口金：E26) 【12W】",12,1,1,1,0,0,1,null,1,1,0,0,12,30,4.32,12,0,"","【対象外】"]
[667,67,null,7,null,"770(4床)","ダウンライト","φ150","埋込",null,null,null,3000,null,"電球形蛍光灯　EFD15/12E (口金：E26) 【12W】",12,1,1,1,0,0,1,null,1,1,0,0,12,30,4.32,12,0,"","【対象外】"]
[668,68,null,7,null,"771(4床)","ユニバーサルダウンライト","φ150","埋込","処置灯",null,null,3000,null,"ハロゲンランプ（棒状）　JD110V85W (口金：E11) 【85W】",85,1,4,4,0,0,4,null,0,0,4,4,12,30,122.4,340,122.4,340,"器具交換"]
[669,68,null,7,null,"771(4床)","ベッド灯",null,"壁付け",null,null,null,3000,"片切りスイッチ","FPL55+FPL18+ナツメ球",84,1,4,4,0,0,4,null,0,0,4,4,12,30,120.96,336,120.96,336,"器具交換"]
[670,68,null,7,null,"771(4床)","ベッド灯",null,"壁付け",null,"プルスイッチ",null,3000,"上記と同じ器具","コンパクト形蛍光灯　FPL18EX 【18W】",21,1,4,4,0,0,4,null,4,4,0,0,12,30,30.24,84,0,"","【対象外】"]
[671,68,null,7,null,"771(4床)","ベッド灯",null,"壁付け",null,"プルスイッチ",null,3000,"上記と同じ器具","ナツメ球　5W　(口金 ： E12) 【5W】",5,1,4,4,0,0,4,null,4,4,0,0,12,30,7.2,20,0,"","【対象外】"]
[672,68,null,7,null,"771(4床)","ダウンライト","φ150","埋込",null,"乳白カバー",null,3000,null,"コンパクト形蛍光灯　FDL13EX 【13W】",16,1,1,1,0,0,1,null,0,0,1,1,12,30,5.76,16,5.76,16,"器具交換"]
[673,68,null,7,null,"771(4床)","ブラケット",null,"壁付け",null,"乳白カバー",null,3000,null,"電球形蛍光灯　EFD15/12E (口金：E26) 【12W】",12,1,1,1,0,0,1,null,1,1,0,0,12,30,4.32,12,0,"","【対象外】"]
[674,68,null,7,null,"771(4床)","ダウンライト","φ150","埋込",null,null,null,3000,null,"電球形蛍光灯　EFD15/12E (口金：E26) 【12W】",12,1,1,1,0,0,1,null,1,1,0,0,12,30,4.32,12,0,"","【対象外】"]
[675,69,null,7,null,"スタッフステーション","スクエア","□900","埋込",null,"乳白カバー",null,4000,null,"コンパクト形蛍光灯　FPR96EX 【96W】",100,4,6,24,0,0,24,null,0,0,6,24,12,30,864,2400,864,2400,"管球交換"]
[676,69,null,7,null,"スタッフステーション","ダウンライト","φ150","埋込",null,null,null,3000,null,"コンパクト形蛍光灯　FDL18EX 【18W】",21,1,5,5,0,0,5,null,0,0,5,5,12,30,37.799999999999997,105,37.799999999999997,105,"器具交換"]
[677,70,null,7,null,"処置室","埋込形","W150","埋込",null,"Cチャンネル回避",null,4000,null,"直管蛍光灯　FHF32EX 高出力形 【45W】",48,1,2,2,0,0,2,null,0,0,2,2,12,30,34.56,96,34.56,96,"管球交換"]
[678,71,null,7,null,"倉庫","逆富士形","W120","天付け",null,null,null,4000,null,"直管蛍光灯　FHF32EX 高出力形 【45W】",48,1,1,1,0,0,1,null,0,0,1,1,12,30,17.28,48,17.28,48,"管球交換"]
[679,72,null,7,null,"休憩室","埋込形","W150","埋込",null,"Cチャンネル回避",null,4000,null,"直管蛍光灯　FHF32EX 高出力形 【45W】",48,1,2,2,0,0,2,null,0,0,2,2,12,30,34.56,96,34.56,96,"管球交換"]
[680,72,null,7,null,"休憩室","流し元灯",null,"天付け",null,"プルスイッチ",null,5000,null,"直管蛍光灯　FL20S 【20W】",23,1,1,1,0,0,1,null,0,0,1,1,12,30,8.2799999999999994,23,8.2799999999999994,23,"管球交換"]
[681,73,null,7,null,"清潔リネン庫","逆富士形","W120","天付け",null,null,null,4000,null,"直管蛍光灯　FHF32EX 高出力形 【45W】",48,1,1,1,0,0,1,null,0,0,1,1,12,30,17.28,48,17.28,48,"管球交換"]
[682,74,null,7,null,"トイレ","ダウンライト","φ150","埋込",null,null,null,3000,null,"電球形蛍光灯　EFD15/12E (口金：E26) 【12W】",12,1,1,1,0,0,1,null,1,1,0,0,12,30,4.32,12,0,"","【対象外】"]
[683,75,null,7,null,"洗濯室","埋込形","W220","埋込",null,"Cチャンネル回避",null,4000,null,"直管蛍光灯　FHF32EX 高出力形 【45W】",48,2,1,2,0,0,2,null,0,0,1,2,12,30,34.56,96,34.56,96,"管球交換"]
[684,76,null,7,null,"汚物処理室","逆富士形","W220","天付け",null,null,null,4000,null,"直管蛍光灯　FHF32EX 高出力形 【45W】",48,2,1,2,0,0,2,null,0,0,1,2,12,30,34.56,96,34.56,96,"管球交換"]
[685,77,null,7,null,"シャワー室","埋込形","W220","埋込",null,null,null,4000,null,"直管蛍光灯　FHF16EX 高出力形 【23W】",27,2,1,2,0,0,2,null,0,0,1,2,12,30,19.440000000000001,54,19.440000000000001,54,"管球交換"]
[686,77,null,7,null,"シャワー室","ブラケット",null,"壁付け",null,"防水カバー",null,3000,"E26","【管球LED済】",0,1,1,1,0,0,1,{"$f":"V702","v":1},1,1,0,0,12,30,0,0,0,"","【LED済】"]
[687,77,null,7,null,"シャワー室","洗面ユニット",null,"壁付け",null,null,null,3000,null,"電球形蛍光灯　EFD15/12E (口金：E26) 【12W】",12,1,1,1,0,0,1,null,1,1,0,0,12,30,4.32,12,0,"","【対象外】"]
[688,78,null,7,null,"浴室","埋込形","W220","埋込",null,null,null,4000,null,"直管蛍光灯　FHF16EX 高出力形 【23W】",27,2,1,2,0,0,2,null,0,0,1,2,12,30,19.440000000000001,54,19.440000000000001,54,"管球交換"]
[689,78,null,7,null,"浴室","ブラケット",null,"壁付け",null,"防水カバー",null,3000,"E26","【管球LED済】",0,1,2,2,0,0,2,{"$f":"V705","v":2},2,2,0,0,12,30,0,0,0,"","【LED済】"]
[690,78,null,7,null,"浴室","洗面ユニット",null,"壁付け",null,null,null,3000,null,"電球形蛍光灯　EFD15/12E (口金：E26) 【12W】",12,1,1,1,0,0,1,null,1,1,0,0,12,30,4.32,12,0,"","【対象外】"]
[691,79,null,7,null,"トイレ","埋込形","W150","埋込",null,"人感センサー(別置)",null,4000,null,"直管蛍光灯　FHF32EX 高出力形 【45W】",48,1,1,1,0,0,1,null,0,0,1,1,12,30,17.28,48,17.28,48,"管球交換"]
[692,79,null,7,null,"トイレ","ブラケット",null,"壁付け",null,"人感センサー(別置)","乳白カバー",3000,null,"コンパクト形蛍光灯　FML13EX 【13W】",16,1,1,1,0,0,1,null,0,0,1,1,12,30,5.76,16,5.76,16,"器具交換"]
[693,80,null,7,null,"男子トイレ","ダウンライト","φ150","埋込",null,null,null,3000,"E26","【管球LED済】",0,1,4,4,0,0,4,{"$f":"V709","v":4},4,4,0,0,12,30,0,0,0,"","【LED済】"]
[694,80,null,7,null,"男子トイレ","ブラケット",null,"壁付け",null,"乳白カバー",null,3000,null,"電球形蛍光灯　EFD15/12E (口金：E26) 【12W】",12,1,2,2,0,0,2,null,2,2,0,0,12,30,8.64,24,0,"","【対象外】"]
[695,81,null,7,null,"倉庫2","逆富士形","W120","天付け",null,null,null,4000,null,"直管蛍光灯　FL20S 【20W】",23,1,1,1,0,0,1,null,0,0,1,1,12,30,8.2799999999999994,23,8.2799999999999994,23,"管球交換"]
[696,82,null,7,null,"女子トイレ","ダウンライト","φ150","埋込",null,null,null,3000,"E26","【管球LED済】",0,1,4,4,0,0,4,{"$f":"V712","v":4},4,4,0,0,12,30,0,0,0,"","【LED済】"]
[697,82,null,7,null,"女子トイレ","ブラケット",null,"壁付け",null,"乳白カバー",null,3000,null,"電球形蛍光灯　EFD15/12E (口金：E26) 【12W】",12,1,2,2,0,0,2,null,2,2,0,0,12,30,8.64,24,0,"","【対象外】"]
[698,83,null,7,null,"トイレ","埋込形","W150","埋込",null,"人感センサー(別置)",null,4000,null,"直管蛍光灯　FHF32EX 高出力形 【45W】",48,1,1,1,0,0,1,null,0,0,1,1,12,30,17.28,48,17.28,48,"管球交換"]
[699,83,null,7,null,"トイレ","ブラケット",null,"壁付け",null,"人感センサー(別置)","乳白カバー",3000,null,"コンパクト形蛍光灯　FML13EX 【13W】",16,1,1,1,0,0,1,null,0,0,1,1,12,30,5.76,16,5.76,16,"器具交換"]
[700,84,null,7,null,"廊下","コーナー灯",null,"壁付け","間接照明",null,null,4000,null,"直管蛍光灯　FHF32EX 高出力形 【45W】",48,1,36,36,24,0,12,null,0,0,36,36,12,30,207.36,576,622.08000000000004,1728,"管球交換"]
[701,84,null,7,null,"廊下","埋込形",null,"埋込",null,null,null,4000,"案内板\nW280","直管蛍光灯　FHF16EX 高出力形 【23W】",27,2,2,4,0,0,4,null,0,0,2,4,12,30,38.880000000000003,108,38.880000000000003,108,"管球交換"]
[702,85,null,7,null,"廊下","コーナー灯",null,"壁付け","間接照明",null,null,4000,null,"直管蛍光灯　FHF32EX 高出力形 【45W】",48,1,6,6,4,0,2,null,0,0,6,6,12,30,34.56,96,103.68,288,"管球交換"]
[703,86,null,7,null,"廊下","コーナー灯",null,"壁付け","間接照明",null,null,4000,null,"直管蛍光灯　FHF32EX 高出力形 【45W】",48,1,36,36,24,0,12,null,0,0,36,36,12,30,207.36,576,622.08000000000004,1728,"管球交換"]
[704,86,null,7,null,"廊下","埋込形",null,"埋込",null,null,null,4000,"案内板\nW280","直管蛍光灯　FHF16EX 高出力形 【23W】",27,2,2,4,0,0,4,null,0,0,2,4,12,30,38.880000000000003,108,38.880000000000003,108,"管球交換"]
[705,87,null,7,null,"廊下","コーナー灯",null,"壁付け","間接照明",null,null,4000,null,"直管蛍光灯　FHF32EX 高出力形 【45W】",48,1,6,6,0,0,6,null,0,0,6,6,12,30,103.68,288,103.68,288,"管球交換"]
[{"$f":"IF(COUNTA(B722:O722)=0,\"\",ROW()-16)","v":706},88,null,7,null,"廊下","埋込形","W150","埋込",null,"Cチャンネル回避",null,4000,null,"直管蛍光灯　FHF32EX 高出力形 【45W】",48,1,3,{"$f":"IF(R722=\"\",\"\",Q722*R722)","v":3},0,0,{"$f":"IF(S722=\"\",\"\",S722-T722)","v":3},null,{"$f":"IF(O722=\"\",\"\",IF(OR(AH722=\"【対象外】\",AH722=\"【LED済】\"),R722,IF(Y722>0,Y722/Q722,0)))","v":0},{"$f":"IF(O722=\"\",\"\",IF(OR(AH722=\"管球交換 【間引き対象外】\",AH722=\"器具交換 【間引き対象外】\"),T722,IF(OR(AH722=\"【対象外】\",AH722=\"【LED済】\"),S722,0)))","v":0},{"$f":"IF(R722=\"\",\"\",R722-X722)","v":3},{"$f":"IF(S722=\"\",\"\",S722-Y722)","v":3},12,30,{"$f":"IF(O722=\"\",\"\",IF(V722=\"\",\"\",P722*V722*AB722*AC722/1000))","v":51.84},{"$f":"IF(O722=\"\",\"\",IF(V722=\"\",\"\",P722*V722))","v":144},{"$f":"IF(O722=\"\",\"\",IF(AA722=\"\",\"\",P722*AA722*AB722*AC722/1000))","v":51.84},{"$f":"IF(O722=\"\",\"\",IF(AA722=\"\",\"\",IF(AA722=0,\"\",P722*AA722)))","v":144},"管球交換"]
[707,88,null,7,null,"廊下","ダウンライト","φ100","埋込",null,null,null,3000,null,"ミニクリプトン レフ形　KR100/110V45W (口金：E17) 【45W】",45,1,2,2,0,0,2,null,0,0,2,2,12,30,32.4,90,32.4,90,"管球交換"]
[708,89,null,7,null,"カンファレンス室","埋込形","W220","埋込",null,null,null,4000,null,"直管蛍光灯　FHF32EX 高出力形 【45W】",48,2,2,4,0,0,4,null,0,0,2,4,12,30,69.12,192,69.12,192,"管球交換"]
[709,89,null,7,null,"カンファレンス室","埋込形","W220","埋込","非常灯(電源別)",null,null,4000,"ミニクリ","直管蛍光灯　FHF32EX 高出力形 【45W】",48,2,2,4,0,0,4,null,0,0,2,4,12,30,69.12,192,69.12,192,"管球交換"]
[710,90,null,7,null,"面談室2","埋込形","W150","埋込",null,"Cチャンネル回避",null,4000,null,"直管蛍光灯　FHF32EX 高出力形 【45W】",48,1,2,2,0,0,2,null,0,0,2,2,12,30,34.56,96,34.56,96,"管球交換"]
[711,91,null,7,null,"面談室1","埋込形","W150","埋込",null,"Cチャンネル回避",null,4000,null,"直管蛍光灯　FHF32EX 高出力形 【45W】",48,1,2,2,0,0,2,null,0,0,2,2,12,30,34.56,96,34.56,96,"管球交換"]
[712,92,null,7,null,"パントリー","埋込形","W220","埋込","非常灯(電源別)",null,null,4000,"ミニクリ","直管蛍光灯　FHF32EX 高出力形 【45W】",48,2,1,2,0,0,2,null,0,0,1,2,12,30,34.56,96,34.56,96,"管球交換"]
[713,93,null,7,null,"附室","埋込形","W150","埋込",null,"Cチャンネル回避",null,4000,null,"直管蛍光灯　FHF32EX 高出力形 【45W】",48,1,2,2,0,0,2,null,0,0,2,2,12,30,34.56,96,34.56,96,"管球交換"]
[714,94,null,7,null,"トイレ","ダウンライト","φ150","埋込",null,null,null,3000,"E26","【管球LED済】",0,1,1,1,0,0,1,{"$f":"V730","v":1},1,1,0,0,12,30,0,0,0,"","【LED済】"]
[715,95,null,7,null,"デイルーム","埋込形","φ600","埋込",null,"乳白カバー",null,5000,null,"二重環形蛍光灯　FHD100E 【97W】",100,2,5,10,0,0,10,null,0,0,5,10,12,30,360,1000,360,1000,"器具交換"]
[716,95,null,7,null,"デイルーム","ユニバーサルダウンライト","φ125","埋込",null,null,null,3000,null,"ミニクリプトン　KR110V54W (口金：E17) 【54W】",54,1,14,14,0,0,14,null,0,0,14,14,12,30,272.16000000000003,756,272.16000000000003,756,"管球交換"]
[717,95,null,7,null,"デイルーム","ダウンライト","φ150","埋込",null,null,null,3000,null,"コンパクト形蛍光灯　FDL18EX 【18W】",21,1,1,1,0,0,1,null,0,0,1,1,12,30,7.56,21,7.56,21,"器具交換"]
[718,96,null,7,null,"電話室","埋込形","φ250","埋込",null,null,null,5000,null,"コンパクト形蛍光灯　FML36EX 【36W】",39,1,2,2,0,0,2,null,0,0,2,2,12,30,28.08,78,28.08,78,"器具交換"]
[719,97,null,7,null,"EVホール","埋込形","φ600","埋込",null,"乳白カバー",null,5000,null,"二重環形蛍光灯　FHD100E 【97W】",100,2,5,10,0,0,10,null,0,0,5,10,12,30,360,1000,360,1000,"器具交換"]
[720,97,null,7,null,"EVホール","ダウンライト","φ150","埋込",null,"乳白カバー",null,3000,null,"コンパクト形蛍光灯　FDL13EX 【13W】",16,1,4,4,0,0,4,null,0,0,4,4,12,30,23.04,64,23.04,64,"器具交換"]
[721,97,null,7,null,"EVホール","ダウンライト","φ150","埋込",null,null,null,3000,null,"コンパクト形蛍光灯　FDL18EX 【18W】",21,1,6,6,0,0,6,null,0,0,6,6,12,30,45.36,126,45.36,126,"器具交換"]
[722,98,null,7,null,"PS7-1","トラフ形",null,"壁付け",null,"片反射笠",null,4000,null,"直管蛍光灯　FHF32EX 高出力形 【45W】",48,0,1,0,0,0,0,null,0,0,1,0,12,30,0,0,0,"","管球交換"]
[723,99,null,7,null,"EPS7-4","トラフ形",null,"壁付け",null,"片反射笠",null,4000,null,"直管蛍光灯　FL20S 【20W】",23,0,1,0,0,0,0,null,0,0,1,0,12,30,0,0,0,"","管球交換"]
[724,100,null,7,null,"EPS7-6","トラフ形",null,"壁付け",null,"片反射笠",null,4000,null,"直管蛍光灯　FL20S 【20W】",23,0,1,0,0,0,0,null,0,0,1,0,12,30,0,0,0,"","管球交換"]
[725,101,null,7,null,"空調機械室","トラフ形",null,"天付け",null,"両反射笠",null,4000,null,"直管蛍光灯　FHF32EX 高出力形 【45W】",48,1,2,2,0,0,2,null,0,0,2,2,12,30,34.56,96,34.56,96,"管球交換"]
[726,102,null,7,null,"EPS7-5","トラフ形",null,"壁付け",null,"片反射笠",null,4000,null,"直管蛍光灯　FL20S 【20W】",23,0,1,0,0,0,0,null,0,0,1,0,12,30,0,0,0,"","管球交換"]
[727,103,null,7,null,"空調機械室","トラフ形",null,"天付け",null,"両反射笠",null,4000,null,"直管蛍光灯　FHF32EX 高出力形 【45W】",48,1,1,1,0,0,1,null,0,0,1,1,12,30,17.28,48,17.28,48,"管球交換"]
[728,102,null,7,null,"カンファレンス室","埋込形","W220","埋込",null,"Cチャンネル回避",null,4000,null,"直管蛍光灯　FHF32EX 高出力形 【45W】",48,2,2,4,0,0,4,null,0,0,2,4,12,30,69.12,192,69.12,192,"管球交換"]
[729,102,null,7,null,"カンファレンス室","埋込形","W220","埋込","非常灯(電源別)","Cチャンネル回避",null,4000,"ミニクリ","直管蛍光灯　FHF32EX 高出力形 【45W】",48,2,2,4,0,0,4,null,0,0,2,4,12,30,69.12,192,69.12,192,"管球交換"]
[730,103,null,7,null,"PS8-1","トラフ形",null,"壁付け",null,"片反射笠",null,4000,null,"直管蛍光灯　FHF32EX 高出力形 【45W】",48,0,1,0,0,0,0,null,0,0,1,0,12,30,0,0,0,"","管球交換"]
[731,104,null,7,null,"EPS8-4","トラフ形",null,"壁付け",null,"片反射笠",null,4000,null,"直管蛍光灯　FL20S 【20W】",23,0,1,0,0,0,0,null,0,0,1,0,12,30,0,0,0,"","管球交換"]
[732,105,null,7,null,"EPS8-6","トラフ形",null,"壁付け",null,"片反射笠",null,4000,null,"直管蛍光灯　FL20S 【20W】",23,0,1,0,0,0,0,null,0,0,1,0,12,30,0,0,0,"","管球交換"]
[733,106,null,7,null,"空調機械室","トラフ形",null,"天付け",null,"両反射笠",null,4000,null,"直管蛍光灯　FHF32EX 高出力形 【45W】",48,1,2,2,0,0,2,null,0,0,2,2,12,30,34.56,96,34.56,96,"管球交換"]
[734,107,null,7,null,"EPS8-5","トラフ形",null,"壁付け",null,"片反射笠",null,4000,null,"直管蛍光灯　FL20S 【20W】",23,0,1,0,0,0,0,null,0,0,1,0,12,30,0,0,0,"","管球交換"]
[735,108,null,7,null,"空調機械室","トラフ形",null,"天付け",null,"両反射笠",null,4000,null,"直管蛍光灯　FHF32EX 高出力形 【45W】",48,1,1,1,0,0,1,null,0,0,1,1,12,30,17.28,48,17.28,48,"管球交換"]
[736,1,null,6,null,601,"埋込形","W220","埋込",null,"乳白カバー",null,5000,null,"直管蛍光灯　FHF32EX 【32W】",35,2,4,8,0,0,8,null,0,0,4,8,12,30,100.8,280,100.8,280,"管球交換"]
[737,1,null,6,null,601,"ダウンライト","φ150","埋込",null,"乳白カバー",null,3000,null,"コンパクト形蛍光灯　FDL18EX 【18W】",21,1,2,2,0,0,2,null,0,0,2,2,12,30,15.12,42,15.12,42,"器具交換"]
[738,1,null,6,null,601,"ブラケット",null,"壁付け",null,"乳白カバー",null,3000,null,"電球形蛍光灯　EFD15/12E (口金：E26) 【12W】",12,1,1,1,0,0,1,null,1,1,0,0,12,30,4.32,12,0,"","【対象外】"]
[739,1,null,6,null,601,"ダウンライト","φ150","埋込","処置灯",null,null,3000,null,"ハロゲンランプ（棒状）　JD100V85W (口金：E11) 【85W】",85,1,2,2,0,0,2,null,0,0,2,2,12,30,61.2,170,61.2,170,"器具交換"]
[740,2,null,6,null,602,"ダウンライト","φ150","埋込","処置灯","乳白カバー",null,3000,null,"ハロゲンランプ（棒状）　JD100V85W (口金：E11) 【85W】",85,1,1,1,0,0,1,null,0,0,1,1,12,30,30.6,85,30.6,85,"器具交換"]
[741,2,null,6,null,602,"ダウンライト","φ150","埋込",null,"乳白カバー",null,3000,null,"コンパクト形蛍光灯　FDL18EX 【18W】",21,1,2,2,0,0,2,null,0,0,2,2,12,30,15.12,42,15.12,42,"器具交換"]
[742,2,null,6,null,602,"ブラケット",null,"壁付け",null,"乳白カバー",null,3000,null,"電球形蛍光灯　EFD15/12E (口金：E26) 【12W】",12,1,1,1,0,0,1,null,1,1,0,0,12,30,4.32,12,0,"","【対象外】"]
[743,2,null,6,null,602,"ダウンライト","φ150","埋込",null,null,null,3000,null,"【管球LED済】",0,1,1,1,0,0,1,{"$f":"V759","v":1},1,1,0,0,12,30,0,0,0,"","【LED済】"]
[744,2,null,6,null,602,"ベッド灯",null,"壁付け",null,"乳白カバー",null,3000,"同一器具","FPL55+FPL18+ナツメ球",84,1,1,1,0,0,1,null,0,0,1,1,12,30,30.24,84,30.24,84,"器具交換"]
[745,2,null,6,null,602,"ベッド灯",null,"壁付け",null,"乳白カバー",null,3000,"同一器具","コンパクト形蛍光灯　FPL18EX 【18W】",21,1,1,1,0,0,1,null,1,1,0,0,12,30,7.56,21,0,"","【対象外】"]
[746,2,null,6,null,602,"ベッド灯",null,"壁付け",null,"乳白カバー",null,3000,"同一器具","ナツメ球　5W　(口金 ： E12) 【5W】",5,1,1,1,0,0,1,null,1,1,0,0,12,30,1.8,5,0,"","【対象外】"]
[747,3,null,6,null,603,"ダウンライト","φ150","埋込","処置灯","乳白カバー",null,3000,null,"ハロゲンランプ（棒状）　JD100V85W (口金：E11) 【85W】",85,1,1,1,0,0,1,null,0,0,1,1,12,30,30.6,85,30.6,85,"器具交換"]
[748,3,null,6,null,603,"ダウンライト","φ150","埋込",null,"乳白カバー",null,3000,null,"コンパクト形蛍光灯　FDL18EX 【18W】",21,1,2,2,0,0,2,null,0,0,2,2,12,30,15.12,42,15.12,42,"器具交換"]
[749,3,null,6,null,603,"ブラケット",null,"壁付け",null,"乳白カバー",null,3000,null,"電球形蛍光灯　EFD15/12E (口金：E26) 【12W】",12,1,1,1,0,0,1,null,1,1,0,0,12,30,4.32,12,0,"","【対象外】"]
[750,3,null,6,null,603,"ダウンライト","φ150","埋込",null,null,null,3000,null,"【管球LED済】",0,1,1,1,0,0,1,{"$f":"V766","v":1},1,1,0,0,12,30,0,0,0,"","【LED済】"]
[751,3,null,6,null,603,"ベッド灯",null,"壁付け",null,"乳白カバー",null,3000,"同一器具","FPL55+FPL18+ナツメ球",84,1,1,1,0,0,1,null,0,0,1,1,12,30,30.24,84,30.24,84,"器具交換"]
[752,3,null,6,null,603,"ベッド灯",null,"壁付け",null,"乳白カバー",null,3000,"同一器具","コンパクト形蛍光灯　FPL18EX 【18W】",21,1,1,1,0,0,1,null,1,1,0,0,12,30,7.56,21,0,"","【対象外】"]
[753,3,null,6,null,603,"ベッド灯",null,"壁付け",null,"乳白カバー",null,3000,"同一器具","ナツメ球　5W　(口金 ： E12) 【5W】",5,1,1,1,0,0,1,null,1,1,0,0,12,30,1.8,5,0,"","【対象外】"]
[754,4,null,6,null,604,"ダウンライト","φ150","埋込","処置灯","乳白カバー",null,3000,null,"ハロゲンランプ（棒状）　JD100V85W (口金：E11) 【85W】",85,1,1,1,0,0,1,null,0,0,1,1,12,30,30.6,85,30.6,85,"器具交換"]
[755,4,null,6,null,604,"ダウンライト","φ150","埋込",null,"乳白カバー",null,3000,null,"コンパクト形蛍光灯　FDL18EX 【18W】",21,1,2,2,0,0,2,null,0,0,2,2,12,30,15.12,42,15.12,42,"器具交換"]
[756,4,null,6,null,604,"ブラケット",null,"壁付け",null,"乳白カバー",null,3000,null,"電球形蛍光灯　EFD15/12E (口金：E26) 【12W】",12,1,1,1,0,0,1,null,1,1,0,0,12,30,4.32,12,0,"","【対象外】"]
[757,4,null,6,null,604,"ダウンライト","φ150","埋込",null,null,null,3000,null,"【管球LED済】",0,1,1,1,0,0,1,{"$f":"V773","v":1},1,1,0,0,12,30,0,0,0,"","【LED済】"]
[758,4,null,6,null,604,"ベッド灯",null,"壁付け",null,"乳白カバー",null,3000,"同一器具","FPL55+FPL18+ナツメ球",84,1,1,1,0,0,1,null,0,0,1,1,12,30,30.24,84,30.24,84,"器具交換"]
[759,4,null,6,null,604,"ベッド灯",null,"壁付け",null,"乳白カバー",null,3000,"同一器具","コンパクト形蛍光灯　FPL18EX 【18W】",21,1,1,1,0,0,1,null,1,1,0,0,12,30,7.56,21,0,"","【対象外】"]
[760,4,null,6,null,604,"ベッド灯",null,"壁付け",null,"乳白カバー",null,3000,"同一器具","ナツメ球　5W　(口金 ： E12) 【5W】",5,1,1,1,0,0,1,null,1,1,0,0,12,30,1.8,5,0,"","【対象外】"]
[761,5,null,6,null,605,"ダウンライト","φ150","埋込","処置灯","乳白カバー",null,3000,null,"ハロゲンランプ（棒状）　JD100V85W (口金：E11) 【85W】",85,1,1,1,0,0,1,null,0,0,1,1,12,30,30.6,85,30.6,85,"器具交換"]
[762,5,null,6,null,605,"ダウンライト","φ150","埋込",null,"乳白カバー",null,3000,null,"コンパクト形蛍光灯　FDL18EX 【18W】",21,1,2,2,0,0,2,null,0,0,2,2,12,30,15.12,42,15.12,42,"器具交換"]
[763,5,null,6,null,605,"ブラケット",null,"壁付け",null,"乳白カバー",null,3000,null,"電球形蛍光灯　EFD15/12E (口金：E26) 【12W】",12,1,1,1,0,0,1,null,1,1,0,0,12,30,4.32,12,0,"","【対象外】"]
[764,5,null,6,null,605,"ダウンライト","φ150","埋込",null,null,null,3000,null,"【管球LED済】",0,1,1,1,0,0,1,{"$f":"V780","v":1},1,1,0,0,12,30,0,0,0,"","【LED済】"]
[765,5,null,6,null,605,"ベッド灯",null,"壁付け",null,"乳白カバー",null,3000,"同一器具","FPL55+FPL18+ナツメ球",84,1,1,1,0,0,1,null,0,0,1,1,12,30,30.24,84,30.24,84,"器具交換"]
[766,5,null,6,null,605,"ベッド灯",null,"壁付け",null,"乳白カバー",null,3000,"同一器具","コンパクト形蛍光灯　FPL18EX 【18W】",21,1,1,1,0,0,1,null,1,1,0,0,12,30,7.56,21,0,"","【対象外】"]
[767,5,null,6,null,605,"ベッド灯",null,"壁付け",null,"乳白カバー",null,3000,"同一器具","ナツメ球　5W　(口金 ： E12) 【5W】",5,1,1,1,0,0,1,null,1,1,0,0,12,30,1.8,5,0,"","【対象外】"]
[768,6,null,6,null,606,"ダウンライト","φ150","埋込","処置灯","乳白カバー",null,3000,null,"ハロゲンランプ（棒状）　JD100V85W (口金：E11) 【85W】",85,1,1,1,0,0,1,null,0,0,1,1,12,30,30.6,85,30.6,85,"器具交換"]
[769,6,null,6,null,606,"ダウンライト","φ150","埋込",null,"乳白カバー",null,3000,null,"コンパクト形蛍光灯　FDL18EX 【18W】",21,1,2,2,0,0,2,null,0,0,2,2,12,30,15.12,42,15.12,42,"器具交換"]
[{"$f":"IF(COUNTA(B786:O786)=0,\"\",ROW()-16)","v":770},6,null,6,null,606,"ブラケット",null,"壁付け",null,"乳白カバー",null,3000,null,"電球形蛍光灯　EFD15/12E (口金：E26) 【12W】",12,1,1,{"$f":"IF(R786=\"\",\"\",Q786*R786)","v":1},0,0,{"$f":"IF(S786=\"\",\"\",S786-T786)","v":1},null,{"$f":"IF(O786=\"\",\"\",IF(OR(AH786=\"【対象外】\",AH786=\"【LED済】\"),R786,IF(Y786>0,Y786/Q786,0)))","v":1},{"$f":"IF(O786=\"\",\"\",IF(OR(AH786=\"管球交換 【間引き対象外】\",AH786=\"器具交換 【間引き対象外】\"),T786,IF(OR(AH786=\"【対象外】\",AH786=\"【LED済】\"),S786,0)))","v":1},{"$f":"IF(R786=\"\",\"\",R786-X786)","v":0},{"$f":"IF(S786=\"\",\"\",S786-Y786)","v":0},12,30,{"$f":"IF(O786=\"\",\"\",IF(V786=\"\",\"\",P786*V786*AB786*AC786/1000))","v":4.32},{"$f":"IF(O786=\"\",\"\",IF(V786=\"\",\"\",P786*V786))","v":12},{"$f":"IF(O786=\"\",\"\",IF(AA786=\"\",\"\",P786*AA786*AB786*AC786/1000))","v":0},{"$f":"IF(O786=\"\",\"\",IF(AA786=\"\",\"\",IF(AA786=0,\"\",P786*AA786)))","v":""},"【対象外】"]
[771,6,null,6,null,606,"ダウンライト","φ150","埋込",null,null,null,3000,null,"【管球LED済】",0,1,1,1,0,0,1,{"$f":"V787","v":1},1,1,0,0,12,30,0,0,0,"","【LED済】"]
[772,6,null,6,null,606,"ベッド灯",null,"壁付け",null,"乳白カバー",null,3000,"同一器具","FPL55+FPL18+ナツメ球",84,1,1,1,0,0,1,null,0,0,1,1,12,30,30.24,84,30.24,84,"器具交換"]
[773,6,null,6,null,606,"ベッド灯",null,"壁付け",null,"乳白カバー",null,3000,"同一器具","コンパクト形蛍光灯　FPL18EX 【18W】",21,1,1,1,0,0,1,null,1,1,0,0,12,30,7.56,21,0,"","【対象外】"]
[774,6,null,6,null,606,"ベッド灯",null,"壁付け",null,"乳白カバー",null,3000,"同一器具","ナツメ球　5W　(口金 ： E12) 【5W】",5,1,1,1,0,0,1,null,1,1,0,0,12,30,1.8,5,0,"","【対象外】"]
[775,7,null,6,null,607,"ダウンライト","φ150","埋込","処置灯","乳白カバー",null,3000,null,"ハロゲンランプ（棒状）　JD100V85W (口金：E11) 【85W】",85,1,1,1,0,0,1,null,0,0,1,1,12,30,30.6,85,30.6,85,"器具交換"]
[776,7,null,6,null,607,"ダウンライト","φ150","埋込",null,"乳白カバー",null,3000,null,"コンパクト形蛍光灯　FDL18EX 【18W】",21,1,2,2,0,0,2,null,0,0,2,2,12,30,15.12,42,15.12,42,"器具交換"]
[777,7,null,6,null,607,"ブラケット",null,"壁付け",null,"乳白カバー",null,3000,null,"電球形蛍光灯　EFD15/12E (口金：E26) 【12W】",12,1,1,1,0,0,1,null,1,1,0,0,12,30,4.32,12,0,"","【対象外】"]
[778,7,null,6,null,607,"ダウンライト","φ150","埋込",null,null,null,3000,null,"【管球LED済】",0,1,1,1,0,0,1,{"$f":"V794","v":1},1,1,0,0,12,30,0,0,0,"","【LED済】"]
[779,7,null,6,null,607,"ベッド灯",null,"壁付け",null,"乳白カバー",null,3000,"同一器具","FPL55+FPL18+ナツメ球",84,1,1,1,0,0,1,null,0,0,1,1,12,30,30.24,84,30.24,84,"器具交換"]
[780,7,null,6,null,607,"ベッド灯",null,"壁付け",null,"乳白カバー",null,3000,"同一器具","コンパクト形蛍光灯　FPL18EX 【18W】",21,1,1,1,0,0,1,null,1,1,0,0,12,30,7.56,21,0,"","【対象外】"]
[781,7,null,6,null,607,"ベッド灯",null,"壁付け",null,"乳白カバー",null,3000,"同一器具","ナツメ球　5W　(口金 ： E12) 【5W】",5,1,1,1,0,0,1,null,1,1,0,0,12,30,1.8,5,0,"","【対象外】"]
[782,8,null,6,null,608,"ダウンライト","φ150","埋込","処置灯","乳白カバー",null,3000,null,"ハロゲンランプ（棒状）　JD100V85W (口金：E11) 【85W】",85,1,1,1,0,0,1,null,0,0,1,1,12,30,30.6,85,30.6,85,"器具交換"]
[783,8,null,6,null,608,"ダウンライト","φ150","埋込",null,"乳白カバー",null,3000,null,"コンパクト形蛍光灯　FDL18EX 【18W】",21,1,2,2,0,0,2,null,0,0,2,2,12,30,15.12,42,15.12,42,"器具交換"]
[784,8,null,6,null,608,"ブラケット",null,"壁付け",null,"乳白カバー",null,3000,null,"電球形蛍光灯　EFD15/12E (口金：E26) 【12W】",12,1,1,1,0,0,1,null,1,1,0,0,12,30,4.32,12,0,"","【対象外】"]
[785,8,null,6,null,608,"ダウンライト","φ150","埋込",null,null,null,3000,null,"【管球LED済】",0,1,1,1,0,0,1,{"$f":"V801","v":1},1,1,0,0,12,30,0,0,0,"","【LED済】"]
[786,8,null,6,null,608,"ベッド灯",null,"壁付け",null,"乳白カバー",null,3000,"同一器具","FPL55+FPL18+ナツメ球",84,1,1,1,0,0,1,null,0,0,1,1,12,30,30.24,84,30.24,84,"器具交換"]
[787,8,null,6,null,608,"ベッド灯",null,"壁付け",null,"乳白カバー",null,3000,"同一器具","コンパクト形蛍光灯　FPL18EX 【18W】",21,1,1,1,0,0,1,null,1,1,0,0,12,30,7.56,21,0,"","【対象外】"]
[788,8,null,6,null,608,"ベッド灯",null,"壁付け",null,"乳白カバー",null,3000,"同一器具","ナツメ球　5W　(口金 ： E12) 【5W】",5,1,1,1,0,0,1,null,1,1,0,0,12,30,1.8,5,0,"","【対象外】"]
[789,9,null,6,null,609,"ダウンライト","φ150","埋込","処置灯","乳白カバー",null,3000,null,"ハロゲンランプ（棒状）　JD100V85W (口金：E11) 【85W】",85,1,1,1,0,0,1,null,0,0,1,1,12,30,30.6,85,30.6,85,"器具交換"]
[790,9,null,6,null,609,"ダウンライト","φ150","埋込",null,"乳白カバー",null,3000,null,"コンパクト形蛍光灯　FDL18EX 【18W】",21,1,2,2,0,0,2,null,0,0,2,2,12,30,15.12,42,15.12,42,"器具交換"]
[791,9,null,6,null,609,"ブラケット",null,"壁付け",null,"乳白カバー",null,3000,null,"電球形蛍光灯　EFD15/12E (口金：E26) 【12W】",12,1,1,1,0,0,1,null,1,1,0,0,12,30,4.32,12,0,"","【対象外】"]
[792,9,null,6,null,609,"ダウンライト","φ150","埋込",null,null,null,3000,null,"【管球LED済】",0,1,1,1,0,0,1,{"$f":"V808","v":1},1,1,0,0,12,30,0,0,0,"","【LED済】"]
[793,9,null,6,null,609,"ベッド灯",null,"壁付け",null,"乳白カバー",null,3000,"同一器具","FPL55+FPL18+ナツメ球",84,1,1,1,0,0,1,null,0,0,1,1,12,30,30.24,84,30.24,84,"器具交換"]
[794,9,null,6,null,609,"ベッド灯",null,"壁付け",null,"乳白カバー",null,3000,"同一器具","コンパクト形蛍光灯　FPL18EX 【18W】",21,1,1,1,0,0,1,null,1,1,0,0,12,30,7.56,21,0,"","【対象外】"]
[795,9,null,6,null,609,"ベッド灯",null,"壁付け",null,"乳白カバー",null,3000,"同一器具","ナツメ球　5W　(口金 ： E12) 【5W】",5,1,1,1,0,0,1,null,1,1,0,0,12,30,1.8,5,0,"","【対象外】"]
[796,10,null,6,null,610,"ダウンライト","φ150","埋込","処置灯","乳白カバー",null,3000,null,"ハロゲンランプ（棒状）　JD100V85W (口金：E11) 【85W】",85,1,1,1,0,0,1,null,0,0,1,1,12,30,30.6,85,30.6,85,"器具交換"]
[797,10,null,6,null,610,"ダウンライト","φ150","埋込",null,"乳白カバー",null,3000,null,"コンパクト形蛍光灯　FDL18EX 【18W】",21,1,1,1,0,0,1,null,0,0,1,1,12,30,7.56,21,7.56,21,"器具交換"]
[798,10,null,6,null,610,"ブラケット",null,"壁付け",null,"乳白カバー",null,3000,null,"電球形蛍光灯　EFD15/12E (口金：E26) 【12W】",12,1,1,1,0,0,1,null,1,1,0,0,12,30,4.32,12,0,"","【対象外】"]
[799,10,null,6,null,610,"ブラケット",null,"壁付け",null,"防水カバー",null,3000,null,"【管球LED済】",0,1,2,2,0,0,2,{"$f":"V815","v":2},2,2,0,0,12,30,0,0,0,"","【LED済】"]
[800,10,null,6,null,610,"ベッド灯",null,"壁付け",null,"乳白カバー",null,3000,"同一器具","FPL55+FPL18+ナツメ球",84,1,1,1,0,0,1,null,0,0,1,1,12,30,30.24,84,30.24,84,"器具交換"]
[801,10,null,6,null,610,"ベッド灯",null,"壁付け",null,"乳白カバー",null,3000,"同一器具","コンパクト形蛍光灯　FPL18EX 【18W】",21,1,1,1,0,0,1,null,1,1,0,0,12,30,7.56,21,0,"","【対象外】"]
[802,10,null,6,null,610,"ベッド灯",null,"壁付け",null,"乳白カバー",null,3000,"同一器具","ナツメ球　5W　(口金 ： E12) 【5W】",5,1,1,1,0,0,1,null,1,1,0,0,12,30,1.8,5,0,"","【対象外】"]
[803,11,null,6,null,611,"ダウンライト","φ150","埋込","処置灯","乳白カバー",null,3000,null,"ハロゲンランプ（棒状）　JD100V85W (口金：E11) 【85W】",85,1,1,1,0,0,1,null,0,0,1,1,12,30,30.6,85,30.6,85,"器具交換"]
[804,11,null,6,null,611,"ダウンライト","φ150","埋込",null,"乳白カバー",null,3000,null,"コンパクト形蛍光灯　FDL18EX 【18W】",21,1,1,1,0,0,1,null,0,0,1,1,12,30,7.56,21,7.56,21,"器具交換"]
[805,11,null,6,null,611,"ブラケット",null,"壁付け",null,"乳白カバー",null,3000,null,"電球形蛍光灯　EFD15/12E (口金：E26) 【12W】",12,1,1,1,0,0,1,null,1,1,0,0,12,30,4.32,12,0,"","【対象外】"]
[806,11,null,6,null,611,"ブラケット",null,"壁付け",null,"防水カバー",null,3000,null,"【管球LED済】",0,1,2,2,0,0,2,{"$f":"V822","v":2},2,2,0,0,12,30,0,0,0,"","【LED済】"]
[807,11,null,6,null,611,"ベッド灯",null,"壁付け",null,"乳白カバー",null,3000,"同一器具","FPL55+FPL18+ナツメ球",84,1,1,1,0,0,1,null,0,0,1,1,12,30,30.24,84,30.24,84,"器具交換"]
[808,11,null,6,null,611,"ベッド灯",null,"壁付け",null,"乳白カバー",null,3000,"同一器具","コンパクト形蛍光灯　FPL18EX 【18W】",21,1,1,1,0,0,1,null,1,1,0,0,12,30,7.56,21,0,"","【対象外】"]
[809,11,null,6,null,611,"ベッド灯",null,"壁付け",null,"乳白カバー",null,3000,"同一器具","ナツメ球　5W　(口金 ： E12) 【5W】",5,1,1,1,0,0,1,null,1,1,0,0,12,30,1.8,5,0,"","【対象外】"]
[810,12,null,6,null,612,"ダウンライト","φ150","埋込","処置灯","乳白カバー",null,3000,null,"ハロゲンランプ（棒状）　JD100V85W (口金：E11) 【85W】",85,1,1,1,0,0,1,null,0,0,1,1,12,30,30.6,85,30.6,85,"器具交換"]
[811,12,null,6,null,612,"ダウンライト","φ150","埋込",null,"乳白カバー",null,3000,null,"コンパクト形蛍光灯　FDL18EX 【18W】",21,1,1,1,0,0,1,null,0,0,1,1,12,30,7.56,21,7.56,21,"器具交換"]
[812,12,null,6,null,612,"ブラケット",null,"壁付け",null,"乳白カバー",null,3000,null,"電球形蛍光灯　EFD15/12E (口金：E26) 【12W】",12,1,1,1,0,0,1,null,1,1,0,0,12,30,4.32,12,0,"","【対象外】"]
[813,12,null,6,null,612,"ブラケット",null,"壁付け",null,"防水カバー",null,3000,null,"ホワイト電球　LW100/110V40W (口金：E26) 【40W】",40,1,1,1,0,0,1,null,1,1,0,0,12,30,14.4,40,0,"","【対象外】"]
[814,12,null,6,null,612,"ベッド灯",null,"壁付け",null,"乳白カバー",null,3000,"同一器具","FPL55+FPL18+ナツメ球",84,1,1,1,0,0,1,null,0,0,1,1,12,30,30.24,84,30.24,84,"器具交換"]
[815,12,null,6,null,612,"ベッド灯",null,"壁付け",null,"乳白カバー",null,3000,"同一器具","コンパクト形蛍光灯　FPL18EX 【18W】",21,1,1,1,0,0,1,null,1,1,0,0,12,30,7.56,21,0,"","【対象外】"]
[816,12,null,6,null,612,"ベッド灯",null,"壁付け",null,"乳白カバー",null,3000,"同一器具","ナツメ球　5W　(口金 ： E12) 【5W】",5,1,1,1,0,0,1,null,1,1,0,0,12,30,1.8,5,0,"","【対象外】"]
[817,12,null,6,null,612,"ダウンライト","φ150","埋込",null,null,null,3000,null,"ボール電球　GC100/110V40W (口金：E26) 【40W】",40,1,2,2,0,0,2,null,2,2,0,0,12,30,28.8,80,0,"","【対象外】"]
[818,12,null,6,null,612,"丸形シーリング",null,"天付け",null,null,null,3000,"HA9661FEP","二重環形蛍光灯　FHD100E 【97W】",100,1,1,1,0,0,1,null,0,0,1,1,12,30,36,100,36,100,"器具交換"]
[819,12,null,6,null,612,"ダウンライト","φ150","埋込",null,null,null,3000,null,"【管球LED済】",0,1,1,1,0,0,1,{"$f":"V835","v":1},1,1,0,0,12,30,0,0,0,"","【LED済】"]
[820,12,null,6,null,612,"流し元灯",null,"天付け",null,null,null,5000,null,"直管蛍光灯　FL15 【15W】",18,1,1,1,0,0,1,null,0,0,1,1,12,30,6.48,18,6.48,18,"管球交換"]
[821,13,null,6,null,613,"ダウンライト","φ150","埋込","処置灯","乳白カバー",null,3000,null,"ハロゲンランプ（棒状）　JD100V85W (口金：E11) 【85W】",85,1,4,4,0,0,4,null,0,0,4,4,12,30,122.4,340,122.4,340,"器具交換"]
[822,13,null,6,null,613,"ダウンライト","φ150","埋込",null,"乳白カバー",null,3000,null,"コンパクト形蛍光灯　FDL18EX 【18W】",21,1,1,1,0,0,1,null,0,0,1,1,12,30,7.56,21,7.56,21,"器具交換"]
[823,13,null,6,null,613,"ブラケット",null,"壁付け",null,"乳白カバー",null,3000,null,"電球形蛍光灯　EFD15/12E (口金：E26) 【12W】",12,1,1,1,0,0,1,null,1,1,0,0,12,30,4.32,12,0,"","【対象外】"]
[824,13,null,6,null,613,"ベッド灯",null,"壁付け",null,"乳白カバー",null,3000,"同一器具","FPL55+FPL18+ナツメ球",84,1,4,4,0,0,4,null,0,0,4,4,12,30,120.96,336,120.96,336,"器具交換"]
[825,13,null,6,null,613,"ベッド灯",null,"壁付け",null,"乳白カバー",null,3000,"同一器具","コンパクト形蛍光灯　FPL18EX 【18W】",21,1,4,4,0,0,4,null,4,4,0,0,12,30,30.24,84,0,"","【対象外】"]
[826,13,null,6,null,613,"ベッド灯",null,"壁付け",null,"乳白カバー",null,3000,"同一器具","ナツメ球　5W　(口金 ： E12) 【5W】",5,1,4,4,0,0,4,null,4,4,0,0,12,30,7.2,20,0,"","【対象外】"]
[827,13,null,6,null,613,"ダウンライト","φ150","埋込",null,null,null,3000,null,"ボール電球　GC100/110V40W (口金：E26) 【40W】",40,1,1,1,0,0,1,null,1,1,0,0,12,30,14.4,40,0,"","【対象外】"]
[828,14,null,6,null,614,"ダウンライト","φ150","埋込","処置灯","乳白カバー",null,3000,null,"ハロゲンランプ（棒状）　JD100V85W (口金：E11) 【85W】",85,1,4,4,0,0,4,null,0,0,4,4,12,30,122.4,340,122.4,340,"器具交換"]
[829,14,null,6,null,614,"ダウンライト","φ150","埋込",null,"乳白カバー",null,3000,null,"コンパクト形蛍光灯　FDL18EX 【18W】",21,1,1,1,0,0,1,null,0,0,1,1,12,30,7.56,21,7.56,21,"器具交換"]
[830,14,null,6,null,614,"ブラケット",null,"壁付け",null,"乳白カバー",null,3000,null,"電球形蛍光灯　EFD15/12E (口金：E26) 【12W】",12,1,1,1,0,0,1,null,1,1,0,0,12,30,4.32,12,0,"","【対象外】"]
[831,14,null,6,null,614,"ベッド灯",null,"壁付け",null,"乳白カバー",null,3000,"同一器具","FPL55+FPL18+ナツメ球",84,1,4,4,0,0,4,null,0,0,4,4,12,30,120.96,336,120.96,336,"器具交換"]
[832,14,null,6,null,614,"ベッド灯",null,"壁付け",null,"乳白カバー",null,3000,"同一器具","コンパクト形蛍光灯　FPL18EX 【18W】",21,1,4,4,0,0,4,null,4,4,0,0,12,30,30.24,84,0,"","【対象外】"]
[833,14,null,6,null,614,"ベッド灯",null,"壁付け",null,"乳白カバー",null,3000,"同一器具","ナツメ球　5W　(口金 ： E12) 【5W】",5,1,4,4,0,0,4,null,4,4,0,0,12,30,7.2,20,0,"","【対象外】"]
[{"$f":"IF(COUNTA(B850:O850)=0,\"\",ROW()-16)","v":834},14,null,6,null,614,"ダウンライト","φ150","埋込",null,null,null,3000,null,"ボール電球　GC100/110V40W (口金：E26) 【40W】",40,1,1,{"$f":"IF(R850=\"\",\"\",Q850*R850)","v":1},0,0,{"$f":"IF(S850=\"\",\"\",S850-T850)","v":1},null,{"$f":"IF(O850=\"\",\"\",IF(OR(AH850=\"【対象外】\",AH850=\"【LED済】\"),R850,IF(Y850>0,Y850/Q850,0)))","v":1},{"$f":"IF(O850=\"\",\"\",IF(OR(AH850=\"管球交換 【間引き対象外】\",AH850=\"器具交換 【間引き対象外】\"),T850,IF(OR(AH850=\"【対象外】\",AH850=\"【LED済】\"),S850,0)))","v":1},{"$f":"IF(R850=\"\",\"\",R850-X850)","v":0},{"$f":"IF(S850=\"\",\"\",S850-Y850)","v":0},12,30,{"$f":"IF(O850=\"\",\"\",IF(V850=\"\",\"\",P850*V850*AB850*AC850/1000))","v":14.4},{"$f":"IF(O850=\"\",\"\",IF(V850=\"\",\"\",P850*V850))","v":40},{"$f":"IF(O850=\"\",\"\",IF(AA850=\"\",\"\",P850*AA850*AB850*AC850/1000))","v":0},{"$f":"IF(O850=\"\",\"\",IF(AA850=\"\",\"\",IF(AA850=0,\"\",P850*AA850)))","v":""},"【対象外】"]
[835,15,null,6,null,615,"ダウンライト","φ150","埋込","処置灯","乳白カバー",null,3000,null,"ハロゲンランプ（棒状）　JD100V85W (口金：E11) 【85W】",85,1,4,4,0,0,4,null,0,0,4,4,12,30,122.4,340,122.4,340,"器具交換"]
[836,15,null,6,null,615,"ダウンライト","φ150","埋込",null,"乳白カバー",null,3000,null,"コンパクト形蛍光灯　FDL18EX 【18W】",21,1,1,1,0,0,1,null,0,0,1,1,12,30,7.56,21,7.56,21,"器具交換"]
[837,15,null,6,null,615,"ブラケット",null,"壁付け",null,"乳白カバー",null,3000,null,"電球形蛍光灯　EFD15/12E (口金：E26) 【12W】",12,1,1,1,0,0,1,null,1,1,0,0,12,30,4.32,12,0,"","【対象外】"]
[838,15,null,6,null,615,"ベッド灯",null,"壁付け",null,"乳白カバー",null,3000,"同一器具","FPL55+FPL18+ナツメ球",84,1,4,4,0,0,4,null,0,0,4,4,12,30,120.96,336,120.96,336,"器具交換"]
[839,15,null,6,null,615,"ベッド灯",null,"壁付け",null,"乳白カバー",null,3000,"同一器具","コンパクト形蛍光灯　FPL18EX 【18W】",21,1,4,4,0,0,4,null,4,4,0,0,12,30,30.24,84,0,"","【対象外】"]
[840,15,null,6,null,615,"ベッド灯",null,"壁付け",null,"乳白カバー",null,3000,"同一器具","ナツメ球　5W　(口金 ： E12) 【5W】",5,1,4,4,0,0,4,null,4,4,0,0,12,30,7.2,20,0,"","【対象外】"]
[841,15,null,6,null,615,"ダウンライト","φ150","埋込",null,null,null,3000,null,"ボール電球　GC100/110V40W (口金：E26) 【40W】",40,1,1,1,0,0,1,null,1,1,0,0,12,30,14.4,40,0,"","【対象外】"]
[842,16,null,6,null,616,"ダウンライト","φ150","埋込","処置灯","乳白カバー",null,3000,null,"ハロゲンランプ（棒状）　JD100V85W (口金：E11) 【85W】",85,1,4,4,0,0,4,null,0,0,4,4,12,30,122.4,340,122.4,340,"器具交換"]
[843,16,null,6,null,616,"ダウンライト","φ150","埋込",null,"乳白カバー",null,3000,null,"コンパクト形蛍光灯　FDL18EX 【18W】",21,1,1,1,0,0,1,null,0,0,1,1,12,30,7.56,21,7.56,21,"器具交換"]
[844,16,null,6,null,616,"ブラケット",null,"壁付け",null,"乳白カバー",null,3000,null,"電球形蛍光灯　EFD15/12E (口金：E26) 【12W】",12,1,1,1,0,0,1,null,1,1,0,0,12,30,4.32,12,0,"","【対象外】"]
[845,16,null,6,null,616,"ベッド灯",null,"壁付け",null,"乳白カバー",null,3000,"同一器具","FPL55+FPL18+ナツメ球",84,1,4,4,0,0,4,null,0,0,4,4,12,30,120.96,336,120.96,336,"器具交換"]
[846,16,null,6,null,616,"ベッド灯",null,"壁付け",null,"乳白カバー",null,3000,"同一器具","コンパクト形蛍光灯　FPL18EX 【18W】",21,1,4,4,0,0,4,null,4,4,0,0,12,30,30.24,84,0,"","【対象外】"]
[847,16,null,6,null,616,"ベッド灯",null,"壁付け",null,"乳白カバー",null,3000,"同一器具","ナツメ球　5W　(口金 ： E12) 【5W】",5,1,4,4,0,0,4,null,4,4,0,0,12,30,7.2,20,0,"","【対象外】"]
[848,16,null,6,null,616,"ダウンライト","φ150","埋込",null,null,null,3000,null,"ボール電球　GC100/110V40W (口金：E26) 【40W】",40,1,1,1,0,0,1,null,1,1,0,0,12,30,14.4,40,0,"","【対象外】"]
[849,17,null,6,null,617,"ダウンライト","φ150","埋込","処置灯","乳白カバー",null,3000,null,"ハロゲンランプ（棒状）　JD100V85W (口金：E11) 【85W】",85,1,4,4,0,0,4,null,0,0,4,4,12,30,122.4,340,122.4,340,"器具交換"]
[850,17,null,6,null,617,"ダウンライト","φ150","埋込",null,"乳白カバー",null,3000,null,"コンパクト形蛍光灯　FDL18EX 【18W】",21,1,1,1,0,0,1,null,0,0,1,1,12,30,7.56,21,7.56,21,"器具交換"]
[851,17,null,6,null,617,"ブラケット",null,"壁付け",null,"乳白カバー",null,3000,null,"電球形蛍光灯　EFD15/12E (口金：E26) 【12W】",12,1,1,1,0,0,1,null,1,1,0,0,12,30,4.32,12,0,"","【対象外】"]
[852,17,null,6,null,617,"ベッド灯",null,"壁付け",null,"乳白カバー",null,3000,"同一器具","FPL55+FPL18+ナツメ球",84,1,4,4,0,0,4,null,0,0,4,4,12,30,120.96,336,120.96,336,"器具交換"]
[853,17,null,6,null,617,"ベッド灯",null,"壁付け",null,"乳白カバー",null,3000,"同一器具","コンパクト形蛍光灯　FPL18EX 【18W】",21,1,4,4,0,0,4,null,4,4,0,0,12,30,30.24,84,0,"","【対象外】"]
[854,17,null,6,null,617,"ベッド灯",null,"壁付け",null,"乳白カバー",null,3000,"同一器具","ナツメ球　5W　(口金 ： E12) 【5W】",5,1,4,4,0,0,4,null,4,4,0,0,12,30,7.2,20,0,"","【対象外】"]
[855,17,null,6,null,617,"ダウンライト","φ150","埋込",null,null,null,3000,null,"ボール電球　GC100/110V40W (口金：E26) 【40W】",40,1,1,1,0,0,1,null,1,1,0,0,12,30,14.4,40,0,"","【対象外】"]
[856,18,null,6,null,618,"ダウンライト","φ150","埋込","処置灯","乳白カバー",null,3000,null,"ハロゲンランプ（棒状）　JD100V85W (口金：E11) 【85W】",85,1,4,4,0,0,4,null,0,0,4,4,12,30,122.4,340,122.4,340,"器具交換"]
[857,18,null,6,null,618,"ダウンライト","φ150","埋込",null,"乳白カバー",null,3000,null,"コンパクト形蛍光灯　FDL18EX 【18W】",21,1,1,1,0,0,1,null,0,0,1,1,12,30,7.56,21,7.56,21,"器具交換"]
[858,18,null,6,null,618,"ブラケット",null,"壁付け",null,"乳白カバー",null,3000,null,"電球形蛍光灯　EFD15/12E (口金：E26) 【12W】",12,1,1,1,0,0,1,null,1,1,0,0,12,30,4.32,12,0,"","【対象外】"]
[859,18,null,6,null,618,"ベッド灯",null,"壁付け",null,"乳白カバー",null,3000,"同一器具","FPL55+FPL18+ナツメ球",84,1,4,4,0,0,4,null,0,0,4,4,12,30,120.96,336,120.96,336,"器具交換"]
[860,18,null,6,null,618,"ベッド灯",null,"壁付け",null,"乳白カバー",null,3000,"同一器具","コンパクト形蛍光灯　FPL18EX 【18W】",21,1,4,4,0,0,4,null,4,4,0,0,12,30,30.24,84,0,"","【対象外】"]
[861,18,null,6,null,618,"ベッド灯",null,"壁付け",null,"乳白カバー",null,3000,"同一器具","ナツメ球　5W　(口金 ： E12) 【5W】",5,1,4,4,0,0,4,null,4,4,0,0,12,30,7.2,20,0,"","【対象外】"]
[862,18,null,6,null,618,"ダウンライト","φ150","埋込",null,null,null,3000,null,"ボール電球　GC100/110V40W (口金：E26) 【40W】",40,1,1,1,0,0,1,null,1,1,0,0,12,30,14.4,40,0,"","【対象外】"]
[863,19,null,6,null,619,"ダウンライト","φ150","埋込","処置灯","乳白カバー",null,3000,null,"ハロゲンランプ（棒状）　JD100V85W (口金：E11) 【85W】",85,1,4,4,0,0,4,null,0,0,4,4,12,30,122.4,340,122.4,340,"器具交換"]
[864,19,null,6,null,619,"ダウンライト","φ150","埋込",null,"乳白カバー",null,3000,null,"コンパクト形蛍光灯　FDL18EX 【18W】",21,1,1,1,0,0,1,null,0,0,1,1,12,30,7.56,21,7.56,21,"器具交換"]
[865,19,null,6,null,619,"ブラケット",null,"壁付け",null,"乳白カバー",null,3000,null,"電球形蛍光灯　EFD15/12E (口金：E26) 【12W】",12,1,1,1,0,0,1,null,1,1,0,0,12,30,4.32,12,0,"","【対象外】"]
[866,19,null,6,null,619,"ベッド灯",null,"壁付け",null,"乳白カバー",null,3000,"同一器具","FPL55+FPL18+ナツメ球",84,1,4,4,0,0,4,null,0,0,4,4,12,30,120.96,336,120.96,336,"器具交換"]
[867,19,null,6,null,619,"ベッド灯",null,"壁付け",null,"乳白カバー",null,3000,"同一器具","コンパクト形蛍光灯　FPL18EX 【18W】",21,1,4,4,0,0,4,null,4,4,0,0,12,30,30.24,84,0,"","【対象外】"]
[868,19,null,6,null,619,"ベッド灯",null,"壁付け",null,"乳白カバー",null,3000,"同一器具","ナツメ球　5W　(口金 ： E12) 【5W】",5,1,4,4,0,0,4,null,4,4,0,0,12,30,7.2,20,0,"","【対象外】"]
[869,19,null,6,null,619,"ダウンライト","φ150","埋込",null,null,null,3000,null,"ボール電球　GC100/110V40W (口金：E26) 【40W】",40,1,1,1,0,0,1,null,1,1,0,0,12,30,14.4,40,0,"","【対象外】"]
[870,20,null,6,null,620,"ダウンライト","φ150","埋込","処置灯","乳白カバー",null,3000,null,"ハロゲンランプ（棒状）　JD100V85W (口金：E11) 【85W】",85,1,4,4,0,0,4,null,0,0,4,4,12,30,122.4,340,122.4,340,"器具交換"]
[871,20,null,6,null,620,"ダウンライト","φ150","埋込",null,"乳白カバー",null,3000,null,"コンパクト形蛍光灯　FDL18EX 【18W】",21,1,1,1,0,0,1,null,0,0,1,1,12,30,7.56,21,7.56,21,"器具交換"]
[872,20,null,6,null,620,"ブラケット",null,"壁付け",null,"乳白カバー",null,3000,null,"電球形蛍光灯　EFD15/12E (口金：E26) 【12W】",12,1,1,1,0,0,1,null,1,1,0,0,12,30,4.32,12,0,"","【対象外】"]
[873,20,null,6,null,620,"ベッド灯",null,"壁付け",null,"乳白カバー",null,3000,"同一器具","FPL55+FPL18+ナツメ球",84,1,4,4,0,0,4,null,0,0,4,4,12,30,120.96,336,120.96,336,"器具交換"]
[874,20,null,6,null,620,"ベッド灯",null,"壁付け",null,"乳白カバー",null,3000,"同一器具","コンパクト形蛍光灯　FPL18EX 【18W】",21,1,4,4,0,0,4,null,4,4,0,0,12,30,30.24,84,0,"","【対象外】"]
[875,20,null,6,null,620,"ベッド灯",null,"壁付け",null,"乳白カバー",null,3000,"同一器具","ナツメ球　5W　(口金 ： E12) 【5W】",5,1,4,4,0,0,4,null,4,4,0,0,12,30,7.2,20,0,"","【対象外】"]
[876,20,null,6,null,620,"ダウンライト","φ150","埋込",null,null,null,3000,null,"ボール電球　GC100/110V40W (口金：E26) 【40W】",40,1,1,1,0,0,1,null,1,1,0,0,12,30,14.4,40,0,"","【対象外】"]
[877,21,null,6,null,621,"ダウンライト","φ150","埋込","処置灯","乳白カバー",null,3000,null,"ハロゲンランプ（棒状）　JD100V85W (口金：E11) 【85W】",85,1,4,4,0,0,4,null,0,0,4,4,12,30,122.4,340,122.4,340,"器具交換"]
[878,21,null,6,null,621,"ダウンライト","φ150","埋込",null,"乳白カバー",null,3000,null,"コンパクト形蛍光灯　FDL18EX 【18W】",21,1,1,1,0,0,1,null,0,0,1,1,12,30,7.56,21,7.56,21,"器具交換"]
[879,21,null,6,null,621,"ブラケット",null,"壁付け",null,"乳白カバー",null,3000,null,"電球形蛍光灯　EFD15/12E (口金：E26) 【12W】",12,1,1,1,0,0,1,null,1,1,0,0,12,30,4.32,12,0,"","【対象外】"]
[880,21,null,6,null,621,"ベッド灯",null,"壁付け",null,"乳白カバー",null,3000,"同一器具","FPL55+FPL18+ナツメ球",84,1,4,4,0,0,4,null,0,0,4,4,12,30,120.96,336,120.96,336,"器具交換"]
[881,21,null,6,null,621,"ベッド灯",null,"壁付け",null,"乳白カバー",null,3000,"同一器具","コンパクト形蛍光灯　FPL18EX 【18W】",21,1,4,4,0,0,4,null,4,4,0,0,12,30,30.24,84,0,"","【対象外】"]
[882,21,null,6,null,621,"ベッド灯",null,"壁付け",null,"乳白カバー",null,3000,"同一器具","ナツメ球　5W　(口金 ： E12) 【5W】",5,1,4,4,0,0,4,null,4,4,0,0,12,30,7.2,20,0,"","【対象外】"]
[883,21,null,6,null,621,"ダウンライト","φ150","埋込",null,null,null,3000,null,"ボール電球　GC100/110V40W (口金：E26) 【40W】",40,1,1,1,0,0,1,null,1,1,0,0,12,30,14.4,40,0,"","【対象外】"]
[884,22,null,6,null,"スタッフステーション","スクエア","□900","埋込",null,"乳白カバー",null,5000,null,"コンパクト形蛍光灯　FPR96EX 【96W】",100,4,6,24,0,0,24,null,0,0,6,24,12,30,864,2400,864,2400,"管球交換"]
[885,22,null,6,null,"スタッフステーション","ダウンライト","φ150","埋込",null,null,null,5000,null,"コンパクト形蛍光灯　FDL18EX 【18W】",21,1,5,5,0,0,5,null,0,0,5,5,12,30,37.799999999999997,105,37.799999999999997,105,"器具交換"]
[886,23,null,6,null,"処置室","埋込形","W150","埋込",null,null,null,5000,null,"直管蛍光灯　FHF32EX 高出力形 【45W】",48,1,2,2,0,0,2,null,0,0,2,2,12,30,34.56,96,34.56,96,"管球交換"]
[887,24,null,6,null,"倉庫1","逆富士形","W120","天付け",null,null,null,5000,null,"直管蛍光灯　FHF32EX 高出力形 【45W】",48,1,1,1,0,0,1,null,0,0,1,1,12,30,17.28,48,17.28,48,"管球交換"]
[888,25,null,6,null,"休憩室","埋込形","W150","埋込",null,null,null,5000,null,"直管蛍光灯　FHF32EX 高出力形 【45W】",48,1,2,2,0,0,2,null,0,0,2,2,12,30,34.56,96,34.56,96,"管球交換"]
[889,25,null,6,null,"休憩室","流し元灯",null,"壁付け",null,"プルスイッチ",null,5000,"不使用","直管蛍光灯　FL20S 【20W】",23,1,1,1,0,0,1,null,0,0,1,1,12,30,8.2799999999999994,23,8.2799999999999994,23,"管球交換"]
[890,26,null,6,null,"清潔リネン室","逆富士形","W120","天付け",null,null,null,5000,null,"直管蛍光灯　FHF32EX 高出力形 【45W】",48,1,1,1,0,0,1,null,0,0,1,1,12,30,17.28,48,17.28,48,"管球交換"]
[891,27,null,6,null,"トイレ","ダウンライト","φ150","天付け",null,null,null,3000,null,"ボール電球　GC100/110V60W (口金：E26) 【60W】",60,1,1,1,0,0,1,null,1,1,0,0,12,30,21.6,60,0,"","【対象外】"]
[892,28,null,6,null,"洗濯室","埋込形","W220","埋込",null,"Cチャンネル回避",null,5000,null,"直管蛍光灯　FHF32EX 高出力形 【45W】",48,2,1,2,0,0,2,null,0,0,1,2,12,30,34.56,96,34.56,96,"管球交換"]
[893,29,null,6,null,"汚物処理室","逆富士形","W200","天付け",null,null,null,5000,null,"直管蛍光灯　FHF32EX 高出力形 【45W】",48,2,1,2,0,0,2,null,0,0,1,2,12,30,34.56,96,34.56,96,"管球交換"]
[894,30,null,6,null,"シャワー","埋込形","W220","埋込",null,null,null,5000,null,"直管蛍光灯　FHF16EX 【16W】",19,2,1,2,0,0,2,null,0,0,1,2,12,30,13.68,38,13.68,38,"管球交換"]
[895,30,null,6,null,"シャワー","洗面ユニット",null,"壁付け",null,null,null,3000,null,"ボール電球　GC100/110V60W (口金：E26) 【60W】",60,1,1,1,0,0,1,null,1,1,0,0,12,30,21.6,60,0,"","【対象外】"]
[896,30,null,6,null,"シャワー","ブラケット",null,"壁付け",null,null,null,3000,null,"【管球LED済】",0,1,1,1,0,0,1,{"$f":"V912","v":1},1,1,0,0,12,30,0,0,0,"","【LED済】"]
[897,31,null,6,null,"車椅子トイレ","埋込形","W150","埋込",null,"Cチャンネル回避",null,5000,null,"直管蛍光灯　FHF32EX 高出力形 【45W】",48,1,1,1,0,0,1,null,0,0,1,1,12,30,17.28,48,17.28,48,"管球交換"]
[{"$f":"IF(COUNTA(B914:O914)=0,\"\",ROW()-16)","v":898},31,null,6,null,"車椅子トイレ","ブラケット",null,"壁付け",null,null,null,3000,"器具","コンパクト形蛍光灯　FML13EX 【13W】",16,1,1,{"$f":"IF(R914=\"\",\"\",Q914*R914)","v":1},0,0,{"$f":"IF(S914=\"\",\"\",S914-T914)","v":1},null,{"$f":"IF(O914=\"\",\"\",IF(OR(AH914=\"【対象外】\",AH914=\"【LED済】\"),R914,IF(Y914>0,Y914/Q914,0)))","v":0},{"$f":"IF(O914=\"\",\"\",IF(OR(AH914=\"管球交換 【間引き対象外】\",AH914=\"器具交換 【間引き対象外】\"),T914,IF(OR(AH914=\"【対象外】\",AH914=\"【LED済】\"),S914,0)))","v":0},{"$f":"IF(R914=\"\",\"\",R914-X914)","v":1},{"$f":"IF(S914=\"\",\"\",S914-Y914)","v":1},12,30,{"$f":"IF(O914=\"\",\"\",IF(V914=\"\",\"\",P914*V914*AB914*AC914/1000))","v":5.76},{"$f":"IF(O914=\"\",\"\",IF(V914=\"\",\"\",P914*V914))","v":16},{"$f":"IF(O914=\"\",\"\",IF(AA914=\"\",\"\",P914*AA914*AB914*AC914/1000))","v":5.76},{"$f":"IF(O914=\"\",\"\",IF(AA914=\"\",\"\",IF(AA914=0,\"\",P914*AA914)))","v":16},"器具交換"]
[899,32,null,6,null,"男子トイレ","ダウンライト","φ150","埋込",null,null,null,3000,null,"【管球LED済】",0,1,4,4,0,0,4,{"$f":"V915","v":4},4,4,0,0,12,30,0,0,0,"","【LED済】"]
[900,32,null,6,null,"男子トイレ","ブラケット",null,"壁付け",null,null,null,3000,null,"【管球LED済】",0,1,2,2,0,0,2,2,2,2,0,0,12,30,0,0,0,"","【LED済】"]
[901,33,null,6,null,"倉庫2","逆富士形","W120","天付け",null,null,null,5000,null,"直管蛍光灯　FL20S 【20W】",23,1,1,1,0,0,1,null,0,0,1,1,12,30,8.2799999999999994,23,8.2799999999999994,23,"管球交換"]
[902,34,null,6,null,"女子トイレ","ダウンライト","φ150","埋込",null,null,null,3000,null,"【管球LED済】",0,1,4,4,0,0,4,{"$f":"V918","v":4},4,4,0,0,12,30,0,0,0,"","【LED済】"]
[903,34,null,6,null,"女子トイレ","ブラケット",null,"壁付け",null,null,null,3000,null,"【管球LED済】",0,1,2,2,0,0,2,2,2,2,0,0,12,30,0,0,0,"","【LED済】"]
[904,35,null,6,null,"廊下","埋込形","W150","埋込",null,"Cチャンネル回避",null,5000,null,"直管蛍光灯　FHF32EX 高出力形 【45W】",48,1,3,3,0,0,3,null,0,0,3,3,12,30,51.84,144,51.84,144,"管球交換"]
[905,36,null,6,null,"車椅子トイレ","埋込形","W150","埋込",null,"Cチャンネル回避",null,5000,null,"直管蛍光灯　FHF32EX 高出力形 【45W】",48,1,1,1,0,0,1,null,0,0,1,1,12,30,17.28,48,17.28,48,"管球交換"]
[906,36,null,6,null,"車椅子トイレ","ブラケット",null,"壁付け",null,null,null,3000,"器具","コンパクト形蛍光灯　FML13EX 【13W】",16,1,1,1,0,0,1,null,0,0,1,1,12,30,5.76,16,5.76,16,"器具交換"]
[907,37,null,6,null,"廊下","コーナー灯",null,"壁付け","間接照明",null,null,5000,null,"直管蛍光灯　FHF32EX 高出力形 【45W】",48,1,37,37,18,0,19,null,0,0,37,37,12,30,328.32,912,639.36,1776,"管球交換"]
[908,37,null,6,null,"廊下","埋込形",null,"埋込",null,null,null,5000,"看板吊ってる","直管蛍光灯　FHF16EX 【16W】",19,2,2,4,0,0,4,null,0,0,2,4,12,30,27.36,76,27.36,76,"管球交換"]
[909,38,null,6,null,"廊下","コーナー灯",null,"壁付け","間接照明",null,null,5000,null,"直管蛍光灯　FHF32EX 高出力形 【45W】",48,1,6,6,3,0,3,null,0,0,6,6,12,30,51.84,144,103.68,288,"管球交換"]
[910,39,null,6,null,"廊下","コーナー灯",null,"壁付け","間接照明",null,null,5000,null,"直管蛍光灯　FHF32EX 高出力形 【45W】",48,1,35,35,13,0,22,null,0,0,35,35,12,30,380.16,1056,604.79999999999995,1680,"管球交換"]
[911,39,null,6,null,"廊下","埋込形",null,"埋込",null,null,null,5000,"看板吊ってる","直管蛍光灯　FHF16EX 【16W】",19,2,2,4,0,0,4,null,0,0,2,4,12,30,27.36,76,27.36,76,"管球交換"]
[912,40,null,6,null,651,"埋込形","W220","埋込",null,"乳白カバー",null,5000,null,"直管蛍光灯　FHF32EX 【32W】",35,2,4,8,0,0,8,null,0,0,4,8,12,30,100.8,280,100.8,280,"管球交換"]
[913,40,null,6,null,651,"ダウンライト","φ150","埋込",null,"乳白カバー",null,3000,null,"コンパクト形蛍光灯　FDL18EX 【18W】",21,1,2,2,0,0,2,null,0,0,2,2,12,30,15.12,42,15.12,42,"器具交換"]
[914,40,null,6,null,651,"ブラケット",null,"壁付け",null,"乳白カバー",null,3000,null,"電球形蛍光灯　EFD15/12E (口金：E26) 【12W】",12,1,1,1,0,0,1,null,1,1,0,0,12,30,4.32,12,0,"","【対象外】"]
[915,40,null,6,null,651,"ダウンライト","φ150","埋込","処置灯",null,null,3000,null,"ハロゲンランプ（棒状）　JD100V85W (口金：E11) 【85W】",85,1,2,2,0,0,2,null,0,0,2,2,12,30,61.2,170,61.2,170,"器具交換"]
[916,41,null,6,null,652,"ダウンライト","φ150","埋込","処置灯","乳白カバー",null,3000,null,"ハロゲンランプ（棒状）　JD100V85W (口金：E11) 【85W】",85,1,1,1,0,0,1,null,0,0,1,1,12,30,30.6,85,30.6,85,"器具交換"]
[917,41,null,6,null,652,"ダウンライト","φ150","埋込",null,"乳白カバー",null,3000,null,"コンパクト形蛍光灯　FDL18EX 【18W】",21,1,2,2,0,0,2,null,0,0,2,2,12,30,15.12,42,15.12,42,"器具交換"]
[918,41,null,6,null,652,"ブラケット",null,"壁付け",null,"乳白カバー",null,3000,null,"電球形蛍光灯　EFD15/12E (口金：E26) 【12W】",12,1,1,1,0,0,1,null,1,1,0,0,12,30,4.32,12,0,"","【対象外】"]
[919,41,null,6,null,652,"ダウンライト","φ150","埋込",null,null,null,3000,null,"【管球LED済】",0,1,1,1,0,0,1,{"$f":"V935","v":1},1,1,0,0,12,30,0,0,0,"","【LED済】"]
[920,41,null,6,null,652,"ベッド灯",null,"壁付け",null,"乳白カバー",null,3000,"同一器具","FPL55+FPL18+ナツメ球",84,1,1,1,0,0,1,null,0,0,1,1,12,30,30.24,84,30.24,84,"器具交換"]
[921,41,null,6,null,652,"ベッド灯",null,"壁付け",null,"乳白カバー",null,3000,"同一器具","コンパクト形蛍光灯　FPL18EX 【18W】",21,1,1,1,0,0,1,null,1,1,0,0,12,30,7.56,21,0,"","【対象外】"]
[922,41,null,6,null,652,"ベッド灯",null,"壁付け",null,"乳白カバー",null,3000,"同一器具","ナツメ球　5W　(口金 ： E12) 【5W】",5,1,1,1,0,0,1,null,1,1,0,0,12,30,1.8,5,0,"","【対象外】"]
[923,42,null,6,null,652,"ダウンライト","φ150","埋込","処置灯","乳白カバー",null,3000,null,"ハロゲンランプ（棒状）　JD100V85W (口金：E11) 【85W】",85,1,1,1,0,0,1,null,0,0,1,1,12,30,30.6,85,30.6,85,"器具交換"]
[924,42,null,6,null,652,"ダウンライト","φ150","埋込",null,"乳白カバー",null,3000,null,"コンパクト形蛍光灯　FDL18EX 【18W】",21,1,2,2,0,0,2,null,0,0,2,2,12,30,15.12,42,15.12,42,"器具交換"]
[925,42,null,6,null,652,"ブラケット",null,"壁付け",null,"乳白カバー",null,3000,null,"電球形蛍光灯　EFD15/12E (口金：E26) 【12W】",12,1,1,1,0,0,1,null,1,1,0,0,12,30,4.32,12,0,"","【対象外】"]
[926,42,null,6,null,652,"ダウンライト","φ150","埋込",null,null,null,3000,null,"【管球LED済】",0,1,1,1,0,0,1,{"$f":"V942","v":1},1,1,0,0,12,30,0,0,0,"","【LED済】"]
[927,42,null,6,null,652,"ベッド灯",null,"壁付け",null,"乳白カバー",null,3000,"同一器具","FPL55+FPL18+ナツメ球",84,1,1,1,0,0,1,null,0,0,1,1,12,30,30.24,84,30.24,84,"器具交換"]
[928,42,null,6,null,652,"ベッド灯",null,"壁付け",null,"乳白カバー",null,3000,"同一器具","コンパクト形蛍光灯　FPL18EX 【18W】",21,1,1,1,0,0,1,null,1,1,0,0,12,30,7.56,21,0,"","【対象外】"]
[929,42,null,6,null,652,"ベッド灯",null,"壁付け",null,"乳白カバー",null,3000,"同一器具","ナツメ球　5W　(口金 ： E12) 【5W】",5,1,1,1,0,0,1,null,1,1,0,0,12,30,1.8,5,0,"","【対象外】"]
[930,43,null,6,null,654,"ダウンライト","φ150","埋込","処置灯","乳白カバー",null,3000,null,"ハロゲンランプ（棒状）　JD100V85W (口金：E11) 【85W】",85,1,1,1,0,0,1,null,0,0,1,1,12,30,30.6,85,30.6,85,"器具交換"]
[931,43,null,6,null,654,"ダウンライト","φ150","埋込",null,"乳白カバー",null,3000,null,"コンパクト形蛍光灯　FDL18EX 【18W】",21,1,2,2,0,0,2,null,0,0,2,2,12,30,15.12,42,15.12,42,"器具交換"]
[932,43,null,6,null,654,"ブラケット",null,"壁付け",null,"乳白カバー",null,3000,null,"電球形蛍光灯　EFD15/12E (口金：E26) 【12W】",12,1,1,1,0,0,1,null,1,1,0,0,12,30,4.32,12,0,"","【対象外】"]
[933,43,null,6,null,654,"ダウンライト","φ150","埋込",null,null,null,3000,null,"【管球LED済】",0,1,1,1,0,0,1,{"$f":"V949","v":1},1,1,0,0,12,30,0,0,0,"","【LED済】"]
[934,43,null,6,null,654,"ベッド灯",null,"壁付け",null,"乳白カバー",null,3000,"同一器具","FPL55+FPL18+ナツメ球",84,1,1,1,0,0,1,null,0,0,1,1,12,30,30.24,84,30.24,84,"器具交換"]
[935,43,null,6,null,654,"ベッド灯",null,"壁付け",null,"乳白カバー",null,3000,"同一器具","コンパクト形蛍光灯　FPL18EX 【18W】",21,1,1,1,0,0,1,null,1,1,0,0,12,30,7.56,21,0,"","【対象外】"]
[936,43,null,6,null,654,"ベッド灯",null,"壁付け",null,"乳白カバー",null,3000,"同一器具","ナツメ球　5W　(口金 ： E12) 【5W】",5,1,1,1,0,0,1,null,1,1,0,0,12,30,1.8,5,0,"","【対象外】"]
[937,44,null,6,null,655,"ダウンライト","φ150","埋込","処置灯","乳白カバー",null,3000,null,"ハロゲンランプ（棒状）　JD100V85W (口金：E11) 【85W】",85,1,1,1,0,0,1,null,0,0,1,1,12,30,30.6,85,30.6,85,"器具交換"]
[938,44,null,6,null,655,"ダウンライト","φ150","埋込",null,"乳白カバー",null,3000,null,"コンパクト形蛍光灯　FDL18EX 【18W】",21,1,2,2,0,0,2,null,0,0,2,2,12,30,15.12,42,15.12,42,"器具交換"]
[939,44,null,6,null,655,"ブラケット",null,"壁付け",null,"乳白カバー",null,3000,null,"電球形蛍光灯　EFD15/12E (口金：E26) 【12W】",12,1,1,1,0,0,1,null,1,1,0,0,12,30,4.32,12,0,"","【対象外】"]
[940,44,null,6,null,655,"ダウンライト","φ150","埋込",null,null,null,3000,null,"【管球LED済】",0,1,1,1,0,0,1,{"$f":"V956","v":1},1,1,0,0,12,30,0,0,0,"","【LED済】"]
[941,44,null,6,null,655,"ベッド灯",null,"壁付け",null,"乳白カバー",null,3000,"同一器具","FPL55+FPL18+ナツメ球",84,1,1,1,0,0,1,null,0,0,1,1,12,30,30.24,84,30.24,84,"器具交換"]
[942,44,null,6,null,655,"ベッド灯",null,"壁付け",null,"乳白カバー",null,3000,"同一器具","コンパクト形蛍光灯　FPL18EX 【18W】",21,1,1,1,0,0,1,null,1,1,0,0,12,30,7.56,21,0,"","【対象外】"]
[943,44,null,6,null,655,"ベッド灯",null,"壁付け",null,"乳白カバー",null,3000,"同一器具","ナツメ球　5W　(口金 ： E12) 【5W】",5,1,1,1,0,0,1,null,1,1,0,0,12,30,1.8,5,0,"","【対象外】"]
[944,45,null,6,null,656,"ダウンライト","φ150","埋込","処置灯","乳白カバー",null,3000,null,"ハロゲンランプ（棒状）　JD100V85W (口金：E11) 【85W】",85,1,1,1,0,0,1,null,0,0,1,1,12,30,30.6,85,30.6,85,"器具交換"]
[945,45,null,6,null,656,"ダウンライト","φ150","埋込",null,"乳白カバー",null,3000,null,"コンパクト形蛍光灯　FDL18EX 【18W】",21,1,2,2,0,0,2,null,0,0,2,2,12,30,15.12,42,15.12,42,"器具交換"]
[946,45,null,6,null,656,"ブラケット",null,"壁付け",null,"乳白カバー",null,3000,null,"電球形蛍光灯　EFD15/12E (口金：E26) 【12W】",12,1,1,1,0,0,1,null,1,1,0,0,12,30,4.32,12,0,"","【対象外】"]
[947,45,null,6,null,656,"ダウンライト","φ150","埋込",null,null,null,3000,null,"【管球LED済】",0,1,1,1,0,0,1,{"$f":"V963","v":1},1,1,0,0,12,30,0,0,0,"","【LED済】"]
[948,45,null,6,null,656,"ベッド灯",null,"壁付け",null,"乳白カバー",null,3000,"同一器具","FPL55+FPL18+ナツメ球",84,1,1,1,0,0,1,null,0,0,1,1,12,30,30.24,84,30.24,84,"器具交換"]
[949,45,null,6,null,656,"ベッド灯",null,"壁付け",null,"乳白カバー",null,3000,"同一器具","コンパクト形蛍光灯　FPL18EX 【18W】",21,1,1,1,0,0,1,null,1,1,0,0,12,30,7.56,21,0,"","【対象外】"]
[950,45,null,6,null,656,"ベッド灯",null,"壁付け",null,"乳白カバー",null,3000,"同一器具","ナツメ球　5W　(口金 ： E12) 【5W】",5,1,1,1,0,0,1,null,1,1,0,0,12,30,1.8,5,0,"","【対象外】"]
[951,46,null,6,null,657,"ダウンライト","φ150","埋込","処置灯","乳白カバー",null,3000,null,"ハロゲンランプ（棒状）　JD100V85W (口金：E11) 【85W】",85,1,1,1,0,0,1,null,0,0,1,1,12,30,30.6,85,30.6,85,"器具交換"]
[952,46,null,6,null,657,"ダウンライト","φ150","埋込",null,"乳白カバー",null,3000,null,"コンパクト形蛍光灯　FDL18EX 【18W】",21,1,2,2,0,0,2,null,0,0,2,2,12,30,15.12,42,15.12,42,"器具交換"]
[953,46,null,6,null,657,"ブラケット",null,"壁付け",null,"乳白カバー",null,3000,null,"電球形蛍光灯　EFD15/12E (口金：E26) 【12W】",12,1,1,1,0,0,1,null,1,1,0,0,12,30,4.32,12,0,"","【対象外】"]
[954,46,null,6,null,657,"ダウンライト","φ150","埋込",null,null,null,3000,null,"【管球LED済】",0,1,1,1,0,0,1,{"$f":"V970","v":1},1,1,0,0,12,30,0,0,0,"","【LED済】"]
[955,46,null,6,null,657,"ベッド灯",null,"壁付け",null,"乳白カバー",null,3000,"同一器具","FPL55+FPL18+ナツメ球",84,1,1,1,0,0,1,null,0,0,1,1,12,30,30.24,84,30.24,84,"器具交換"]
[956,46,null,6,null,657,"ベッド灯",null,"壁付け",null,"乳白カバー",null,3000,"同一器具","コンパクト形蛍光灯　FPL18EX 【18W】",21,1,1,1,0,0,1,null,1,1,0,0,12,30,7.56,21,0,"","【対象外】"]
[957,46,null,6,null,657,"ベッド灯",null,"壁付け",null,"乳白カバー",null,3000,"同一器具","ナツメ球　5W　(口金 ： E12) 【5W】",5,1,1,1,0,0,1,null,1,1,0,0,12,30,1.8,5,0,"","【対象外】"]
[958,47,null,6,null,658,"ダウンライト","φ150","埋込","処置灯","乳白カバー",null,3000,null,"ハロゲンランプ（棒状）　JD100V85W (口金：E11) 【85W】",85,1,1,1,0,0,1,null,0,0,1,1,12,30,30.6,85,30.6,85,"器具交換"]
[959,47,null,6,null,658,"ダウンライト","φ150","埋込",null,"乳白カバー",null,3000,null,"コンパクト形蛍光灯　FDL18EX 【18W】",21,1,2,2,0,0,2,null,0,0,2,2,12,30,15.12,42,15.12,42,"器具交換"]
[960,47,null,6,null,658,"ブラケット",null,"壁付け",null,"乳白カバー",null,3000,null,"電球形蛍光灯　EFD15/12E (口金：E26) 【12W】",12,1,1,1,0,0,1,null,1,1,0,0,12,30,4.32,12,0,"","【対象外】"]
[961,47,null,6,null,658,"ダウンライト","φ150","埋込",null,null,null,3000,null,"【管球LED済】",0,1,1,1,0,0,1,{"$f":"V977","v":1},1,1,0,0,12,30,0,0,0,"","【LED済】"]
[{"$f":"IF(COUNTA(B978:O978)=0,\"\",ROW()-16)","v":962},47,null,6,null,658,"ベッド灯",null,"壁付け",null,"乳白カバー",null,3000,"同一器具","FPL55+FPL18+ナツメ球",84,1,1,{"$f":"IF(R978=\"\",\"\",Q978*R978)","v":1},0,0,{"$f":"IF(S978=\"\",\"\",S978-T978)","v":1},null,{"$f":"IF(O978=\"\",\"\",IF(OR(AH978=\"【対象外】\",AH978=\"【LED済】\"),R978,IF(Y978>0,Y978/Q978,0)))","v":0},{"$f":"IF(O978=\"\",\"\",IF(OR(AH978=\"管球交換 【間引き対象外】\",AH978=\"器具交換 【間引き対象外】\"),T978,IF(OR(AH978=\"【対象外】\",AH978=\"【LED済】\"),S978,0)))","v":0},{"$f":"IF(R978=\"\",\"\",R978-X978)","v":1},{"$f":"IF(S978=\"\",\"\",S978-Y978)","v":1},12,30,{"$f":"IF(O978=\"\",\"\",IF(V978=\"\",\"\",P978*V978*AB978*AC978/1000))","v":30.24},{"$f":"IF(O978=\"\",\"\",IF(V978=\"\",\"\",P978*V978))","v":84},{"$f":"IF(O978=\"\",\"\",IF(AA978=\"\",\"\",P978*AA978*AB978*AC978/1000))","v":30.24},{"$f":"IF(O978=\"\",\"\",IF(AA978=\"\",\"\",IF(AA978=0,\"\",P978*AA978)))","v":84},"器具交換"]
[963,47,null,6,null,658,"ベッド灯",null,"壁付け",null,"乳白カバー",null,3000,"同一器具","コンパクト形蛍光灯　FPL18EX 【18W】",21,1,1,1,0,0,1,null,1,1,0,0,12,30,7.56,21,0,"","【対象外】"]
[964,47,null,6,null,658,"ベッド灯",null,"壁付け",null,"乳白カバー",null,3000,"同一器具","ナツメ球　5W　(口金 ： E12) 【5W】",5,1,1,1,0,0,1,null,1,1,0,0,12,30,1.8,5,0,"","【対象外】"]
[965,48,null,6,null,659,"ダウンライト","φ150","埋込","処置灯","乳白カバー",null,3000,null,"ハロゲンランプ（棒状）　JD100V85W (口金：E11) 【85W】",85,1,1,1,0,0,1,null,0,0,1,1,12,30,30.6,85,30.6,85,"器具交換"]
[966,48,null,6,null,659,"ダウンライト","φ150","埋込",null,"乳白カバー",null,3000,null,"コンパクト形蛍光灯　FDL18EX 【18W】",21,1,2,2,0,0,2,null,0,0,2,2,12,30,15.12,42,15.12,42,"器具交換"]
[967,48,null,6,null,659,"ブラケット",null,"壁付け",null,"乳白カバー",null,3000,null,"電球形蛍光灯　EFD15/12E (口金：E26) 【12W】",12,1,1,1,0,0,1,null,1,1,0,0,12,30,4.32,12,0,"","【対象外】"]
[968,48,null,6,null,659,"ダウンライト","φ150","埋込",null,null,null,3000,null,"【管球LED済】",0,1,1,1,0,0,1,{"$f":"V984","v":1},1,1,0,0,12,30,0,0,0,"","【LED済】"]
[969,48,null,6,null,659,"ベッド灯",null,"壁付け",null,"乳白カバー",null,3000,"同一器具","FPL55+FPL18+ナツメ球",84,1,1,1,0,0,1,null,0,0,1,1,12,30,30.24,84,30.24,84,"器具交換"]
[970,48,null,6,null,659,"ベッド灯",null,"壁付け",null,"乳白カバー",null,3000,"同一器具","コンパクト形蛍光灯　FPL18EX 【18W】",21,1,1,1,0,0,1,null,1,1,0,0,12,30,7.56,21,0,"","【対象外】"]
[971,48,null,6,null,659,"ベッド灯",null,"壁付け",null,"乳白カバー",null,3000,"同一器具","ナツメ球　5W　(口金 ： E12) 【5W】",5,1,1,1,0,0,1,null,1,1,0,0,12,30,1.8,5,0,"","【対象外】"]
[972,49,null,6,null,660,"ダウンライト","φ150","埋込","処置灯","乳白カバー",null,3000,null,"ハロゲンランプ（棒状）　JD100V85W (口金：E11) 【85W】",85,1,1,1,0,0,1,null,0,0,1,1,12,30,30.6,85,30.6,85,"器具交換"]
[973,49,null,6,null,660,"ダウンライト","φ150","埋込",null,"乳白カバー",null,3000,null,"コンパクト形蛍光灯　FDL18EX 【18W】",21,1,1,1,0,0,1,null,0,0,1,1,12,30,7.56,21,7.56,21,"器具交換"]
[974,49,null,6,null,660,"ブラケット",null,"壁付け",null,"乳白カバー",null,3000,null,"電球形蛍光灯　EFD15/12E (口金：E26) 【12W】",12,1,1,1,0,0,1,null,1,1,0,0,12,30,4.32,12,0,"","【対象外】"]
[975,49,null,6,null,660,"ブラケット",null,"壁付け",null,"防水カバー",null,3000,null,"ホワイト電球　LW100/110V40W (口金：E26) 【40W】",40,1,1,1,0,0,1,null,1,1,0,0,12,30,14.4,40,0,"","【対象外】"]
[976,49,null,6,null,660,"ベッド灯",null,"壁付け",null,"乳白カバー",null,3000,"同一器具","FPL55+FPL18+ナツメ球",84,1,1,1,0,0,1,null,0,0,1,1,12,30,30.24,84,30.24,84,"器具交換"]
[977,49,null,6,null,660,"ベッド灯",null,"壁付け",null,"乳白カバー",null,3000,"同一器具","コンパクト形蛍光灯　FPL18EX 【18W】",21,1,1,1,0,0,1,null,1,1,0,0,12,30,7.56,21,0,"","【対象外】"]
[978,49,null,6,null,660,"ベッド灯",null,"壁付け",null,"乳白カバー",null,3000,"同一器具","ナツメ球　5W　(口金 ： E12) 【5W】",5,1,1,1,0,0,1,null,1,1,0,0,12,30,1.8,5,0,"","【対象外】"]
[979,49,null,6,null,660,"ダウンライト","φ150","埋込",null,null,null,3000,null,"ボール電球　GC100/110V40W (口金：E26) 【40W】",40,1,2,2,0,0,2,null,2,2,0,0,12,30,28.8,80,0,"","【対象外】"]
[980,49,null,6,null,660,"丸形シーリング",null,"天付け",null,null,null,3000,"HA9661FEP","二重環形蛍光灯　FHD100E 【97W】",100,1,1,1,0,0,1,null,0,0,1,1,12,30,36,100,36,100,"器具交換"]
[981,49,null,6,null,660,"ダウンライト","φ150","埋込",null,null,null,3000,null,"【管球LED済】",0,1,1,1,0,0,1,{"$f":"V997","v":1},1,1,0,0,12,30,0,0,0,"","【LED済】"]
[982,49,null,6,null,660,"流し元灯",null,"天付け",null,null,null,5000,null,"直管蛍光灯　FL15 【15W】",18,1,1,1,0,0,1,null,0,0,1,1,12,30,6.48,18,6.48,18,"管球交換"]
[983,50,null,6,null,661,"ダウンライト","φ150","埋込","処置灯","乳白カバー",null,3000,null,"ハロゲンランプ（棒状）　JD100V85W (口金：E11) 【85W】",85,1,1,1,0,0,1,null,0,0,1,1,12,30,30.6,85,30.6,85,"器具交換"]
[984,50,null,6,null,661,"ダウンライト","φ150","埋込",null,"乳白カバー",null,3000,null,"コンパクト形蛍光灯　FDL18EX 【18W】",21,1,1,1,0,0,1,null,0,0,1,1,12,30,7.56,21,7.56,21,"器具交換"]
[985,50,null,6,null,661,"ブラケット",null,"壁付け",null,"乳白カバー",null,3000,null,"電球形蛍光灯　EFD15/12E (口金：E26) 【12W】",12,1,1,1,0,0,1,null,1,1,0,0,12,30,4.32,12,0,"","【対象外】"]
[986,50,null,6,null,661,"ブラケット",null,"壁付け",null,"防水カバー",null,3000,null,"【管球LED済】",0,1,2,2,0,0,2,{"$f":"V1002","v":2},2,2,0,0,12,30,0,0,0,"","【LED済】"]
[987,50,null,6,null,661,"ベッド灯",null,"壁付け",null,"乳白カバー",null,3000,"同一器具","FPL55+FPL18+ナツメ球",84,1,1,1,0,0,1,null,0,0,1,1,12,30,30.24,84,30.24,84,"器具交換"]
[988,50,null,6,null,661,"ベッド灯",null,"壁付け",null,"乳白カバー",null,3000,"同一器具","コンパクト形蛍光灯　FPL18EX 【18W】",21,1,1,1,0,0,1,null,1,1,0,0,12,30,7.56,21,0,"","【対象外】"]
[989,50,null,6,null,661,"ベッド灯",null,"壁付け",null,"乳白カバー",null,3000,"同一器具","ナツメ球　5W　(口金 ： E12) 【5W】",5,1,1,1,0,0,1,null,1,1,0,0,12,30,1.8,5,0,"","【対象外】"]
[990,51,null,6,null,662,"ダウンライト","φ150","埋込","処置灯","乳白カバー",null,3000,null,"ハロゲンランプ（棒状）　JD100V85W (口金：E11) 【85W】",85,1,1,1,0,0,1,null,0,0,1,1,12,30,30.6,85,30.6,85,"器具交換"]
[991,51,null,6,null,662,"ダウンライト","φ150","埋込",null,"乳白カバー",null,3000,null,"コンパクト形蛍光灯　FDL18EX 【18W】",21,1,1,1,0,0,1,null,0,0,1,1,12,30,7.56,21,7.56,21,"器具交換"]
[992,51,null,6,null,662,"ブラケット",null,"壁付け",null,"乳白カバー",null,3000,null,"電球形蛍光灯　EFD15/12E (口金：E26) 【12W】",12,1,1,1,0,0,1,null,1,1,0,0,12,30,4.32,12,0,"","【対象外】"]
[993,51,null,6,null,662,"ブラケット",null,"壁付け",null,"防水カバー",null,3000,null,"【管球LED済】",0,1,2,2,0,0,2,{"$f":"V1009","v":2},2,2,0,0,12,30,0,0,0,"","【LED済】"]
[994,51,null,6,null,662,"ベッド灯",null,"壁付け",null,"乳白カバー",null,3000,"同一器具","FPL55+FPL18+ナツメ球",84,1,1,1,0,0,1,null,0,0,1,1,12,30,30.24,84,30.24,84,"器具交換"]
[995,51,null,6,null,662,"ベッド灯",null,"壁付け",null,"乳白カバー",null,3000,"同一器具","コンパクト形蛍光灯　FPL18EX 【18W】",21,1,1,1,0,0,1,null,1,1,0,0,12,30,7.56,21,0,"","【対象外】"]
[996,51,null,6,null,662,"ベッド灯",null,"壁付け",null,"乳白カバー",null,3000,"同一器具","ナツメ球　5W　(口金 ： E12) 【5W】",5,1,1,1,0,0,1,null,1,1,0,0,12,30,1.8,5,0,"","【対象外】"]
[997,52,null,6,null,663,"ダウンライト","φ150","埋込","処置灯","乳白カバー",null,3000,null,"ハロゲンランプ（棒状）　JD100V85W (口金：E11) 【85W】",85,1,4,4,0,0,4,null,0,0,4,4,12,30,122.4,340,122.4,340,"器具交換"]
[998,52,null,6,null,663,"ダウンライト","φ150","埋込",null,"乳白カバー",null,3000,null,"コンパクト形蛍光灯　FDL18EX 【18W】",21,1,1,1,0,0,1,null,0,0,1,1,12,30,7.56,21,7.56,21,"器具交換"]
[999,52,null,6,null,663,"ブラケット",null,"壁付け",null,"乳白カバー",null,3000,null,"電球形蛍光灯　EFD15/12E (口金：E26) 【12W】",12,1,1,1,0,0,1,null,1,1,0,0,12,30,4.32,12,0,"","【対象外】"]
[1000,52,null,6,null,663,"ベッド灯",null,"壁付け",null,"乳白カバー",null,3000,"同一器具","FPL55+FPL18+ナツメ球",84,1,4,4,0,0,4,null,0,0,4,4,12,30,120.96,336,120.96,336,"器具交換"]
[1001,52,null,6,null,663,"ベッド灯",null,"壁付け",null,"乳白カバー",null,3000,"同一器具","コンパクト形蛍光灯　FPL18EX 【18W】",21,1,4,4,0,0,4,null,4,4,0,0,12,30,30.24,84,0,"","【対象外】"]
[1002,52,null,6,null,663,"ベッド灯",null,"壁付け",null,"乳白カバー",null,3000,"同一器具","ナツメ球　5W　(口金 ： E12) 【5W】",5,1,4,4,0,0,4,null,4,4,0,0,12,30,7.2,20,0,"","【対象外】"]
[1003,52,null,6,null,663,"ダウンライト","φ150","埋込",null,null,null,3000,null,"ボール電球　GC100/110V40W (口金：E26) 【40W】",40,1,1,1,0,0,1,null,1,1,0,0,12,30,14.4,40,0,"","【対象外】"]
[1004,53,null,6,null,664,"ダウンライト","φ150","埋込","処置灯","乳白カバー",null,3000,null,"ハロゲンランプ（棒状）　JD100V85W (口金：E11) 【85W】",85,1,4,4,0,0,4,null,0,0,4,4,12,30,122.4,340,122.4,340,"器具交換"]
[1005,53,null,6,null,664,"ダウンライト","φ150","埋込",null,"乳白カバー",null,3000,null,"コンパクト形蛍光灯　FDL18EX 【18W】",21,1,1,1,0,0,1,null,0,0,1,1,12,30,7.56,21,7.56,21,"器具交換"]
[1006,53,null,6,null,664,"ブラケット",null,"壁付け",null,"乳白カバー",null,3000,null,"電球形蛍光灯　EFD15/12E (口金：E26) 【12W】",12,1,1,1,0,0,1,null,1,1,0,0,12,30,4.32,12,0,"","【対象外】"]
[1007,53,null,6,null,664,"ベッド灯",null,"壁付け",null,"乳白カバー",null,3000,"同一器具","FPL55+FPL18+ナツメ球",84,1,4,4,0,0,4,null,0,0,4,4,12,30,120.96,336,120.96,336,"器具交換"]
[1008,53,null,6,null,664,"ベッド灯",null,"壁付け",null,"乳白カバー",null,3000,"同一器具","コンパクト形蛍光灯　FPL18EX 【18W】",21,1,4,4,0,0,4,null,4,4,0,0,12,30,30.24,84,0,"","【対象外】"]
[1009,53,null,6,null,664,"ベッド灯",null,"壁付け",null,"乳白カバー",null,3000,"同一器具","ナツメ球　5W　(口金 ： E12) 【5W】",5,1,4,4,0,0,4,null,4,4,0,0,12,30,7.2,20,0,"","【対象外】"]
[1010,53,null,6,null,664,"ダウンライト","φ150","埋込",null,null,null,3000,null,"ボール電球　GC100/110V40W (口金：E26) 【40W】",40,1,1,1,0,0,1,null,1,1,0,0,12,30,14.4,40,0,"","【対象外】"]
[1011,54,null,6,null,665,"ダウンライト","φ150","埋込","処置灯","乳白カバー",null,3000,null,"ハロゲンランプ（棒状）　JD100V85W (口金：E11) 【85W】",85,1,4,4,0,0,4,null,0,0,4,4,12,30,122.4,340,122.4,340,"器具交換"]
[1012,54,null,6,null,665,"ダウンライト","φ150","埋込",null,"乳白カバー",null,3000,null,"コンパクト形蛍光灯　FDL18EX 【18W】",21,1,1,1,0,0,1,null,0,0,1,1,12,30,7.56,21,7.56,21,"器具交換"]
[1013,54,null,6,null,665,"ブラケット",null,"壁付け",null,"乳白カバー",null,3000,null,"電球形蛍光灯　EFD15/12E (口金：E26) 【12W】",12,1,1,1,0,0,1,null,1,1,0,0,12,30,4.32,12,0,"","【対象外】"]
[1014,54,null,6,null,665,"ベッド灯",null,"壁付け",null,"乳白カバー",null,3000,"同一器具","FPL55+FPL18+ナツメ球",84,1,4,4,0,0,4,null,0,0,4,4,12,30,120.96,336,120.96,336,"器具交換"]
[1015,54,null,6,null,665,"ベッド灯",null,"壁付け",null,"乳白カバー",null,3000,"同一器具","コンパクト形蛍光灯　FPL18EX 【18W】",21,1,4,4,0,0,4,null,4,4,0,0,12,30,30.24,84,0,"","【対象外】"]
[1016,54,null,6,null,665,"ベッド灯",null,"壁付け",null,"乳白カバー",null,3000,"同一器具","ナツメ球　5W　(口金 ： E12) 【5W】",5,1,4,4,0,0,4,null,4,4,0,0,12,30,7.2,20,0,"","【対象外】"]
[1017,54,null,6,null,665,"ダウンライト","φ150","埋込",null,null,null,3000,null,"ボール電球　GC100/110V40W (口金：E26) 【40W】",40,1,1,1,0,0,1,null,1,1,0,0,12,30,14.4,40,0,"","【対象外】"]
[1018,55,null,6,null,666,"ダウンライト","φ150","埋込","処置灯","乳白カバー",null,3000,null,"ハロゲンランプ（棒状）　JD100V85W (口金：E11) 【85W】",85,1,4,4,0,0,4,null,0,0,4,4,12,30,122.4,340,122.4,340,"器具交換"]
[1019,55,null,6,null,666,"ダウンライト","φ150","埋込",null,"乳白カバー",null,3000,null,"コンパクト形蛍光灯　FDL18EX 【18W】",21,1,1,1,0,0,1,null,0,0,1,1,12,30,7.56,21,7.56,21,"器具交換"]
[1020,55,null,6,null,666,"ブラケット",null,"壁付け",null,"乳白カバー",null,3000,null,"電球形蛍光灯　EFD15/12E (口金：E26) 【12W】",12,1,1,1,0,0,1,null,1,1,0,0,12,30,4.32,12,0,"","【対象外】"]
[1021,55,null,6,null,666,"ベッド灯",null,"壁付け",null,"乳白カバー",null,3000,"同一器具","FPL55+FPL18+ナツメ球",84,1,4,4,0,0,4,null,0,0,4,4,12,30,120.96,336,120.96,336,"器具交換"]
[1022,55,null,6,null,666,"ベッド灯",null,"壁付け",null,"乳白カバー",null,3000,"同一器具","コンパクト形蛍光灯　FPL18EX 【18W】",21,1,4,4,0,0,4,null,4,4,0,0,12,30,30.24,84,0,"","【対象外】"]
[1023,55,null,6,null,666,"ベッド灯",null,"壁付け",null,"乳白カバー",null,3000,"同一器具","ナツメ球　5W　(口金 ： E12) 【5W】",5,1,4,4,0,0,4,null,4,4,0,0,12,30,7.2,20,0,"","【対象外】"]
[1024,55,null,6,null,666,"ダウンライト","φ150","埋込",null,null,null,3000,null,"ボール電球　GC100/110V40W (口金：E26) 【40W】",40,1,1,1,0,0,1,null,1,1,0,0,12,30,14.4,40,0,"","【対象外】"]
[1025,56,null,6,null,667,"ダウンライト","φ150","埋込","処置灯","乳白カバー",null,3000,null,"ハロゲンランプ（棒状）　JD100V85W (口金：E11) 【85W】",85,1,4,4,0,0,4,null,0,0,4,4,12,30,122.4,340,122.4,340,"器具交換"]
[{"$f":"IF(COUNTA(B1042:O1042)=0,\"\",ROW()-16)","v":1026},56,null,6,null,667,"ダウンライト","φ150","埋込",null,"乳白カバー",null,3000,null,"コンパクト形蛍光灯　FDL18EX 【18W】",21,1,1,{"$f":"IF(R1042=\"\",\"\",Q1042*R1042)","v":1},0,0,{"$f":"IF(S1042=\"\",\"\",S1042-T1042)","v":1},null,{"$f":"IF(O1042=\"\",\"\",IF(OR(AH1042=\"【対象外】\",AH1042=\"【LED済】\"),R1042,IF(Y1042>0,Y1042/Q1042,0)))","v":0},{"$f":"IF(O1042=\"\",\"\",IF(OR(AH1042=\"管球交換 【間引き対象外】\",AH1042=\"器具交換 【間引き対象外】\"),T1042,IF(OR(AH1042=\"【対象外】\",AH1042=\"【LED済】\"),S1042,0)))","v":0},{"$f":"IF(R1042=\"\",\"\",R1042-X1042)","v":1},{"$f":"IF(S1042=\"\",\"\",S1042-Y1042)","v":1},12,30,{"$f":"IF(O1042=\"\",\"\",IF(V1042=\"\",\"\",P1042*V1042*AB1042*AC1042/1000))","v":7.56},{"$f":"IF(O1042=\"\",\"\",IF(V1042=\"\",\"\",P1042*V1042))","v":21},{"$f":"IF(O1042=\"\",\"\",IF(AA1042=\"\",\"\",P1042*AA1042*AB1042*AC1042/1000))","v":7.56},{"$f":"IF(O1042=\"\",\"\",IF(AA1042=\"\",\"\",IF(AA1042=0,\"\",P1042*AA1042)))","v":21},"器具交換"]
[1027,56,null,6,null,667,"ブラケット",null,"壁付け",null,"乳白カバー",null,3000,null,"電球形蛍光灯　EFD15/12E (口金：E26) 【12W】",12,1,1,1,0,0,1,null,1,1,0,0,12,30,4.32,12,0,"","【対象外】"]
[1028,56,null,6,null,667,"ベッド灯",null,"壁付け",null,"乳白カバー",null,3000,"同一器具","FPL55+FPL18+ナツメ球",84,1,4,4,0,0,4,null,0,0,4,4,12,30,120.96,336,120.96,336,"器具交換"]
[1029,56,null,6,null,667,"ベッド灯",null,"壁付け",null,"乳白カバー",null,3000,"同一器具","コンパクト形蛍光灯　FPL18EX 【18W】",21,1,4,4,0,0,4,null,4,4,0,0,12,30,30.24,84,0,"","【対象外】"]
[1030,56,null,6,null,667,"ベッド灯",null,"壁付け",null,"乳白カバー",null,3000,"同一器具","ナツメ球　5W　(口金 ： E12) 【5W】",5,1,4,4,0,0,4,null,4,4,0,0,12,30,7.2,20,0,"","【対象外】"]
[1031,56,null,6,null,667,"ダウンライト","φ150","埋込",null,null,null,3000,null,"ボール電球　GC100/110V40W (口金：E26) 【40W】",40,1,1,1,0,0,1,null,1,1,0,0,12,30,14.4,40,0,"","【対象外】"]
[1032,57,null,6,null,668,"ダウンライト","φ150","埋込","処置灯","乳白カバー",null,3000,null,"ハロゲンランプ（棒状）　JD100V85W (口金：E11) 【85W】",85,1,4,4,0,0,4,null,0,0,4,4,12,30,122.4,340,122.4,340,"器具交換"]
[1033,57,null,6,null,668,"ダウンライト","φ150","埋込",null,"乳白カバー",null,3000,null,"コンパクト形蛍光灯　FDL18EX 【18W】",21,1,1,1,0,0,1,null,0,0,1,1,12,30,7.56,21,7.56,21,"器具交換"]
[1034,57,null,6,null,668,"ブラケット",null,"壁付け",null,"乳白カバー",null,3000,null,"電球形蛍光灯　EFD15/12E (口金：E26) 【12W】",12,1,1,1,0,0,1,null,1,1,0,0,12,30,4.32,12,0,"","【対象外】"]
[1035,57,null,6,null,668,"ベッド灯",null,"壁付け",null,"乳白カバー",null,3000,"同一器具","FPL55+FPL18+ナツメ球",84,1,4,4,0,0,4,null,0,0,4,4,12,30,120.96,336,120.96,336,"器具交換"]
[1036,57,null,6,null,668,"ベッド灯",null,"壁付け",null,"乳白カバー",null,3000,"同一器具","コンパクト形蛍光灯　FPL18EX 【18W】",21,1,4,4,0,0,4,null,4,4,0,0,12,30,30.24,84,0,"","【対象外】"]
[1037,57,null,6,null,668,"ベッド灯",null,"壁付け",null,"乳白カバー",null,3000,"同一器具","ナツメ球　5W　(口金 ： E12) 【5W】",5,1,4,4,0,0,4,null,4,4,0,0,12,30,7.2,20,0,"","【対象外】"]
[1038,57,null,6,null,668,"ダウンライト","φ150","埋込",null,null,null,3000,null,"ボール電球　GC100/110V40W (口金：E26) 【40W】",40,1,1,1,0,0,1,null,1,1,0,0,12,30,14.4,40,0,"","【対象外】"]
[1039,58,null,6,null,669,"ダウンライト","φ150","埋込","処置灯","乳白カバー",null,3000,null,"ハロゲンランプ（棒状）　JD100V85W (口金：E11) 【85W】",85,1,4,4,0,0,4,null,0,0,4,4,12,30,122.4,340,122.4,340,"器具交換"]
[1040,58,null,6,null,669,"ダウンライト","φ150","埋込",null,"乳白カバー",null,3000,null,"コンパクト形蛍光灯　FDL18EX 【18W】",21,1,1,1,0,0,1,null,0,0,1,1,12,30,7.56,21,7.56,21,"器具交換"]
[1041,58,null,6,null,669,"ブラケット",null,"壁付け",null,"乳白カバー",null,3000,null,"電球形蛍光灯　EFD15/12E (口金：E26) 【12W】",12,1,1,1,0,0,1,null,1,1,0,0,12,30,4.32,12,0,"","【対象外】"]
[1042,58,null,6,null,669,"ベッド灯",null,"壁付け",null,"乳白カバー",null,3000,"同一器具","FPL55+FPL18+ナツメ球",84,1,4,4,0,0,4,null,0,0,4,4,12,30,120.96,336,120.96,336,"器具交換"]
[1043,58,null,6,null,669,"ベッド灯",null,"壁付け",null,"乳白カバー",null,3000,"同一器具","コンパクト形蛍光灯　FPL18EX 【18W】",21,1,4,4,0,0,4,null,4,4,0,0,12,30,30.24,84,0,"","【対象外】"]
[1044,58,null,6,null,669,"ベッド灯",null,"壁付け",null,"乳白カバー",null,3000,"同一器具","ナツメ球　5W　(口金 ： E12) 【5W】",5,1,4,4,0,0,4,null,4,4,0,0,12,30,7.2,20,0,"","【対象外】"]
[1045,58,null,6,null,669,"ダウンライト","φ150","埋込",null,null,null,3000,null,"ボール電球　GC100/110V40W (口金：E26) 【40W】",40,1,1,1,0,0,1,null,1,1,0,0,12,30,14.4,40,0,"","【対象外】"]
[1046,59,null,6,null,670,"ダウンライト","φ150","埋込","処置灯","乳白カバー",null,3000,null,"ハロゲンランプ（棒状）　JD100V85W (口金：E11) 【85W】",85,1,4,4,0,0,4,null,0,0,4,4,12,30,122.4,340,122.4,340,"器具交換"]
[1047,59,null,6,null,670,"ダウンライト","φ150","埋込",null,"乳白カバー",null,3000,null,"コンパクト形蛍光灯　FDL18EX 【18W】",21,1,1,1,0,0,1,null,0,0,1,1,12,30,7.56,21,7.56,21,"器具交換"]
[1048,59,null,6,null,670,"ブラケット",null,"壁付け",null,"乳白カバー",null,3000,null,"電球形蛍光灯　EFD15/12E (口金：E26) 【12W】",12,1,1,1,0,0,1,null,1,1,0,0,12,30,4.32,12,0,"","【対象外】"]
[1049,59,null,6,null,670,"ベッド灯",null,"壁付け",null,"乳白カバー",null,3000,"同一器具","FPL55+FPL18+ナツメ球",84,1,4,4,0,0,4,null,0,0,4,4,12,30,120.96,336,120.96,336,"器具交換"]
[1050,59,null,6,null,670,"ベッド灯",null,"壁付け",null,"乳白カバー",null,3000,"同一器具","コンパクト形蛍光灯　FPL18EX 【18W】",21,1,4,4,0,0,4,null,4,4,0,0,12,30,30.24,84,0,"","【対象外】"]
[1051,59,null,6,null,670,"ベッド灯",null,"壁付け",null,"乳白カバー",null,3000,"同一器具","ナツメ球　5W　(口金 ： E12) 【5W】",5,1,4,4,0,0,4,null,4,4,0,0,12,30,7.2,20,0,"","【対象外】"]
[1052,59,null,6,null,670,"ダウンライト","φ150","埋込",null,null,null,3000,null,"ボール電球　GC100/110V40W (口金：E26) 【40W】",40,1,1,1,0,0,1,null,1,1,0,0,12,30,14.4,40,0,"","【対象外】"]
[1053,60,null,6,null,671,"ダウンライト","φ150","埋込","処置灯","乳白カバー",null,3000,null,"ハロゲンランプ（棒状）　JD100V85W (口金：E11) 【85W】",85,1,4,4,0,0,4,null,0,0,4,4,12,30,122.4,340,122.4,340,"器具交換"]
[1054,60,null,6,null,671,"ダウンライト","φ150","埋込",null,"乳白カバー",null,3000,null,"コンパクト形蛍光灯　FDL18EX 【18W】",21,1,1,1,0,0,1,null,0,0,1,1,12,30,7.56,21,7.56,21,"器具交換"]
[1055,60,null,6,null,671,"ブラケット",null,"壁付け",null,"乳白カバー",null,3000,null,"電球形蛍光灯　EFD15/12E (口金：E26) 【12W】",12,1,1,1,0,0,1,null,1,1,0,0,12,30,4.32,12,0,"","【対象外】"]
[1056,60,null,6,null,671,"ベッド灯",null,"壁付け",null,"乳白カバー",null,3000,"同一器具","FPL55+FPL18+ナツメ球",84,1,4,4,0,0,4,null,0,0,4,4,12,30,120.96,336,120.96,336,"器具交換"]
[1057,60,null,6,null,671,"ベッド灯",null,"壁付け",null,"乳白カバー",null,3000,"同一器具","コンパクト形蛍光灯　FPL18EX 【18W】",21,1,4,4,0,0,4,null,4,4,0,0,12,30,30.24,84,0,"","【対象外】"]
[1058,60,null,6,null,671,"ベッド灯",null,"壁付け",null,"乳白カバー",null,3000,"同一器具","ナツメ球　5W　(口金 ： E12) 【5W】",5,1,4,4,0,0,4,null,4,4,0,0,12,30,7.2,20,0,"","【対象外】"]
[1059,60,null,6,null,671,"ダウンライト","φ150","埋込",null,null,null,3000,null,"ボール電球　GC100/110V40W (口金：E26) 【40W】",40,1,1,1,0,0,1,null,1,1,0,0,12,30,14.4,40,0,"","【対象外】"]
[1060,61,null,6,null,"スタッフステーション","スクエア","□900","埋込",null,"乳白カバー",null,5000,null,"コンパクト形蛍光灯　FPR96EX 【96W】",100,4,6,24,0,0,24,null,0,0,6,24,12,30,864,2400,864,2400,"管球交換"]
[1061,61,null,6,null,"スタッフステーション","ダウンライト","φ150","埋込",null,null,null,5000,null,"コンパクト形蛍光灯　FDL18EX 【18W】",21,1,5,5,0,0,5,null,0,0,5,5,12,30,37.799999999999997,105,37.799999999999997,105,"器具交換"]
[1062,62,null,6,null,"処置室","埋込形","W150","埋込",null,null,null,5000,null,"直管蛍光灯　FHF32EX 高出力形 【45W】",48,1,2,2,0,0,2,null,0,0,2,2,12,30,34.56,96,34.56,96,"管球交換"]
[1063,63,null,6,null,"倉庫1","逆富士形","W120","天付け",null,null,null,5000,null,"直管蛍光灯　FHF32EX 高出力形 【45W】",48,1,2,2,0,0,2,null,0,0,2,2,12,30,34.56,96,34.56,96,"管球交換"]
[1064,64,null,6,null,"休憩室","埋込形","W150","埋込",null,null,null,5000,null,"直管蛍光灯　FHF32EX 高出力形 【45W】",48,1,2,2,0,0,2,null,0,0,2,2,12,30,34.56,96,34.56,96,"管球交換"]
[1065,64,null,6,null,"休憩室","流し元灯",null,"壁付け",null,"プルスイッチ",null,5000,"不使用","直管蛍光灯　FL20S 【20W】",23,1,1,1,0,0,1,null,0,0,1,1,12,30,8.2799999999999994,23,8.2799999999999994,23,"管球交換"]
[1066,65,null,6,null,"清潔リネン室","逆富士形","W120","天付け",null,null,null,5000,null,"直管蛍光灯　FHF32EX 高出力形 【45W】",48,1,1,1,0,0,1,null,0,0,1,1,12,30,17.28,48,17.28,48,"管球交換"]
[1067,66,null,6,null,"トイレ","ダウンライト","φ150","天付け",null,null,null,3000,null,"ボール電球　GC100/110V60W (口金：E26) 【60W】",60,1,1,1,0,0,1,null,1,1,0,0,12,30,21.6,60,0,"","【対象外】"]
[1068,67,null,6,null,"洗濯室","埋込形","W220","埋込",null,"Cチャンネル回避",null,5000,null,"直管蛍光灯　FHF32EX 高出力形 【45W】",48,2,1,2,0,0,2,null,0,0,1,2,12,30,34.56,96,34.56,96,"管球交換"]
[1069,68,null,6,null,"汚物処理室","逆富士形","W200","天付け",null,null,null,5000,null,"直管蛍光灯　FHF32EX 高出力形 【45W】",48,2,1,2,0,0,2,null,0,0,1,2,12,30,34.56,96,34.56,96,"管球交換"]
[1070,69,null,6,null,"シャワー","埋込形","W220","埋込",null,null,null,5000,null,"直管蛍光灯　FHF16EX 【16W】",19,2,1,2,0,0,2,null,0,0,1,2,12,30,13.68,38,13.68,38,"管球交換"]
[1071,69,null,6,null,"シャワー","洗面ユニット",null,"壁付け",null,null,null,3000,null,"ボール電球　GC100/110V60W (口金：E26) 【60W】",60,1,1,1,0,0,1,null,1,1,0,0,12,30,21.6,60,0,"","【対象外】"]
[1072,69,null,6,null,"シャワー","ブラケット",null,"壁付け",null,null,null,3000,null,"【管球LED済】",0,1,1,1,0,0,1,{"$f":"V1088","v":1},1,1,0,0,12,30,0,0,0,"","【LED済】"]
[1073,70,null,6,null,"浴室","埋込形","W220","埋込",null,null,null,5000,null,"直管蛍光灯　FHF16EX 【16W】",19,2,1,2,0,0,2,null,0,0,1,2,12,30,13.68,38,13.68,38,"管球交換"]
[1074,70,null,6,null,"浴室","洗面ユニット",null,"壁付け",null,null,null,3000,null,"ボール電球　GC100/110V60W (口金：E26) 【60W】",60,1,1,1,0,0,1,null,1,1,0,0,12,30,21.6,60,0,"","【対象外】"]
[1075,70,null,6,null,"浴室","ブラケット",null,"壁付け",null,"防水カバー",null,3000,null,"【管球LED済】",0,1,2,2,0,0,2,{"$f":"V1091","v":2},2,2,0,0,12,30,0,0,0,"","【LED済】"]
[1076,71,null,6,null,"浴室","埋込形","W220","埋込",null,null,null,5000,null,"直管蛍光灯　FHF16EX 【16W】",19,2,1,2,0,0,2,null,0,0,1,2,12,30,13.68,38,13.68,38,"管球交換"]
[1077,71,null,6,null,"浴室","洗面ユニット",null,"壁付け",null,null,null,3000,null,"ボール電球　GC100/110V60W (口金：E26) 【60W】",60,1,1,1,0,0,1,null,1,1,0,0,12,30,21.6,60,0,"","【対象外】"]
[1078,71,null,6,null,"浴室","ブラケット",null,"壁付け",null,"防水カバー",null,3000,null,"【管球LED済】",0,1,2,2,0,0,2,{"$f":"V1094","v":2},2,2,0,0,12,30,0,0,0,"","【LED済】"]
[1079,72,null,6,null,"車椅子トイレ","埋込形","W150","埋込",null,"Cチャンネル回避",null,5000,null,"直管蛍光灯　FHF32EX 高出力形 【45W】",48,1,1,1,0,0,1,null,0,0,1,1,12,30,17.28,48,17.28,48,"管球交換"]
[1080,72,null,6,null,"車椅子トイレ","ブラケット",null,"壁付け",null,null,null,3000,"器具","コンパクト形蛍光灯　FML13EX 【13W】",16,1,1,1,0,0,1,null,0,0,1,1,12,30,5.76,16,5.76,16,"器具交換"]
[1081,73,null,6,null,"男子トイレ","ダウンライト","φ150","埋込",null,null,null,3000,null,"【管球LED済】",0,1,4,4,0,0,4,{"$f":"V1097","v":4},4,4,0,0,12,30,0,0,0,"","【LED済】"]
[1082,73,null,6,null,"男子トイレ","ブラケット",null,"壁付け",null,null,null,3000,null,"【管球LED済】",0,1,2,2,0,0,2,2,2,2,0,0,12,30,0,0,0,"","【LED済】"]
[1083,74,null,6,null,"倉庫2","逆富士形","W120","天付け",null,null,null,5000,null,"直管蛍光灯　FL20S 【20W】",23,1,1,1,0,0,1,null,0,0,1,1,12,30,8.2799999999999994,23,8.2799999999999994,23,"管球交換"]
[1084,75,null,6,null,"女子トイレ","ダウンライト","φ150","埋込",null,null,null,3000,null,"【管球LED済】",0,1,4,4,0,0,4,{"$f":"V1100","v":4},4,4,0,0,12,30,0,0,0,"","【LED済】"]
[1085,75,null,6,null,"女子トイレ","ブラケット",null,"壁付け",null,null,null,3000,null,"【管球LED済】",0,1,2,2,0,0,2,2,2,2,0,0,12,30,0,0,0,"","【LED済】"]
[1086,76,null,6,null,"廊下","埋込形","W150","埋込",null,"Cチャンネル回避",null,5000,null,"直管蛍光灯　FHF32EX 高出力形 【45W】",48,1,3,3,0,0,3,null,0,0,3,3,12,30,51.84,144,51.84,144,"管球交換"]
[1087,77,null,6,null,"車椅子トイレ","埋込形","W150","埋込",null,"Cチャンネル回避",null,5000,null,"直管蛍光灯　FHF32EX 高出力形 【45W】",48,1,1,1,0,0,1,null,0,0,1,1,12,30,17.28,48,17.28,48,"管球交換"]
[1088,77,null,6,null,"車椅子トイレ","ブラケット",null,"壁付け",null,null,null,3000,"器具","コンパクト形蛍光灯　FML13EX 【13W】",16,1,1,1,0,0,1,null,0,0,1,1,12,30,5.76,16,5.76,16,"器具交換"]
[1089,78,null,6,null,"廊下","コーナー灯",null,"壁付け","間接照明",null,null,5000,null,"直管蛍光灯　FHF32EX 高出力形 【45W】",48,1,37,37,18,0,19,null,0,0,37,37,12,30,328.32,912,639.36,1776,"管球交換"]
[{"$f":"IF(COUNTA(B1106:O1106)=0,\"\",ROW()-16)","v":1090},79,null,6,null,"廊下","埋込形",null,"埋込",null,null,null,5000,"看板吊ってる","直管蛍光灯　FHF16EX 【16W】",19,2,2,{"$f":"IF(R1106=\"\",\"\",Q1106*R1106)","v":4},0,0,{"$f":"IF(S1106=\"\",\"\",S1106-T1106)","v":4},null,{"$f":"IF(O1106=\"\",\"\",IF(OR(AH1106=\"【対象外】\",AH1106=\"【LED済】\"),R1106,IF(Y1106>0,Y1106/Q1106,0)))","v":0},{"$f":"IF(O1106=\"\",\"\",IF(OR(AH1106=\"管球交換 【間引き対象外】\",AH1106=\"器具交換 【間引き対象外】\"),T1106,IF(OR(AH1106=\"【対象外】\",AH1106=\"【LED済】\"),S1106,0)))","v":0},{"$f":"IF(R1106=\"\",\"\",R1106-X1106)","v":2},{"$f":"IF(S1106=\"\",\"\",S1106-Y1106)","v":4},12,30,{"$f":"IF(O1106=\"\",\"\",IF(V1106=\"\",\"\",P1106*V1106*AB1106*AC1106/1000))","v":27.36},{"$f":"IF(O1106=\"\",\"\",IF(V1106=\"\",\"\",P1106*V1106))","v":76},{"$f":"IF(O1106=\"\",\"\",IF(AA1106=\"\",\"\",P1106*AA1106*AB1106*AC1106/1000))","v":27.36},{"$f":"IF(O1106=\"\",\"\",IF(AA1106=\"\",\"\",IF(AA1106=0,\"\",P1106*AA1106)))","v":76},"管球交換"]
[1091,79,null,6,null,"廊下","コーナー灯",null,"壁付け","間接照明",null,null,5000,null,"直管蛍光灯　FHF32EX 高出力形 【45W】",48,1,6,6,3,0,3,null,0,0,6,6,12,30,51.84,144,103.68,288,"管球交換"]
[1092,80,null,6,null,"廊下","コーナー灯",null,"壁付け","間接照明",null,null,5000,null,"直管蛍光灯　FHF32EX 高出力形 【45W】",48,1,35,35,13,0,22,null,0,0,35,35,12,30,380.16,1056,604.79999999999995,1680,"管球交換"]
[1093,80,null,6,null,"廊下","埋込形",null,"埋込",null,null,null,5000,"看板吊ってる","直管蛍光灯　FHF16EX 【16W】",19,2,2,4,0,0,4,null,0,0,2,4,12,30,27.36,76,27.36,76,"管球交換"]
[1094,80,null,6,null,"車椅子トイレ","ブラケット",null,"壁付け",null,null,null,3000,"器具","コンパクト形蛍光灯　FML13EX 【13W】",16,1,1,1,0,0,1,null,0,0,1,1,12,30,5.76,16,5.76,16,"器具交換"]
[1095,81,null,6,null,"廊下","コーナー灯",null,"壁付け","間接照明",null,null,5000,null,"直管蛍光灯　FHF32EX 高出力形 【45W】",48,1,6,6,3,0,3,null,0,0,6,6,12,30,51.84,144,103.68,288,"管球交換"]
[1096,82,null,6,null,"廊下","コーナー灯",null,"壁付け","間接照明",null,null,5000,null,"直管蛍光灯　FHF32EX 高出力形 【45W】",48,1,6,6,3,0,3,null,0,0,6,6,12,30,51.84,144,103.68,288,"管球交換"]
[1097,83,null,6,null,"介護浴室","ブラケット",null,"天付け",null,"防水カバー","防水ソケット",5000,null,"直管蛍光灯　FHF32EX 高出力形 【45W】",48,1,6,6,0,0,6,null,0,0,6,6,12,30,103.68,288,103.68,288,"管球交換"]
[1098,84,null,6,null,"デイホール","丸形シーリング","φ600","埋込",null,"乳白カバー",null,5000,null,"二重環形蛍光灯　FHD100E 【97W】",100,2,5,10,0,0,10,null,0,0,5,10,12,30,360,1000,360,1000,"器具交換"]
[1099,84,null,6,null,"デイホール","ダウンライト","φ125","埋込",null,null,null,3000,null,"ミニクリプトン　KR110V54W (口金：E17) 【54W】",54,1,14,14,0,0,14,null,0,0,14,14,12,30,272.16000000000003,756,272.16000000000003,756,"管球交換"]
[1100,84,null,6,null,"デイホール","ユニバーサルダウンライト","φ125","埋込",null,null,null,3000,null,"ミニクリプトン　KR110V54W (口金：E17) 【54W】",54,1,14,14,0,0,14,null,0,0,14,14,12,30,272.16000000000003,756,272.16000000000003,756,"管球交換"]
[1101,85,null,6,null,"電話コーナー","ダウンライト","φ250","埋込",null,"乳白カバー",null,3000,null,"コンパクト形蛍光灯　FML36EX 【36W】",39,1,2,2,0,0,2,null,0,0,2,2,12,30,28.08,78,28.08,78,"器具交換"]
[1102,86,null,6,null,"電話ブース","ダウンライト","φ150","埋込",null,null,null,3000,null,"コンパクト形蛍光灯　FDL18EX 【18W】",21,1,1,1,0,0,1,null,0,0,1,1,12,30,7.56,21,7.56,21,"器具交換"]
[1103,87,null,6,null,"パントリー","埋込形","W220","埋込",null,"Cチャンネル回避",null,5000,"ミニクリ非常灯","直管蛍光灯　FHF32EX 【32W】",35,2,1,2,0,0,2,null,0,0,1,2,12,30,25.2,70,25.2,70,"管球交換"]
[1104,88,null,6,null,"EVホール","埋込形","W150","埋込",null,"Cチャンネル回避",null,5000,null,"直管蛍光灯　FHF32EX 【32W】",35,1,2,2,0,0,2,null,0,0,2,2,12,30,25.2,70,25.2,70,"管球交換"]
[1105,89,null,6,null,"トイレ","ダウンライト","φ150","埋込",null,null,null,3000,null,"電球形蛍光灯　EFD15/12E (口金：E26) 【12W】",12,1,1,1,0,0,1,null,1,1,0,0,12,30,4.32,12,0,"","【対象外】"]
[1106,90,null,6,null,"EVホール","ダウンライト","φ150","埋込",null,"乳白カバー",null,3000,null,"コンパクト形蛍光灯　FDL18EX 【18W】",21,1,4,4,0,0,4,null,0,0,4,4,12,30,30.24,84,30.24,84,"器具交換"]
[1107,90,null,6,null,"EVホール","丸形シーリング","φ600","埋込",null,"乳白カバー",null,5000,null,"二重環形蛍光灯　FHD100E 【97W】",100,2,5,10,0,0,10,null,0,0,5,10,12,30,360,1000,360,1000,"器具交換"]
[1108,90,null,6,null,"EVホール","ダウンライト","φ150","埋込",null,null,null,3000,null,"コンパクト形蛍光灯　FDL18EX 【18W】",21,1,6,6,0,0,6,null,0,0,6,6,12,30,45.36,126,45.36,126,"器具交換"]
[1109,90,null,6,null,"EVホール","埋込形","W220","埋込","黒板灯",null,null,5000,null,"直管蛍光灯　FHF32EX 【32W】",35,1,1,1,0,0,1,null,0,0,1,1,12,30,12.6,35,12.6,35,"管球交換"]
[1110,91,null,6,null,"デイコーナー","ダウンライト","φ150","埋込",null,null,null,3000,null,"コンパクト形蛍光灯　FDL18EX 【18W】",21,1,2,2,0,0,2,null,0,0,2,2,12,30,15.12,42,15.12,42,"器具交換"]
[1111,92,null,6,null,"カンファレンス","埋込形","W220","埋込",null,"Cチャンネル回避",null,5000,null,"直管蛍光灯　FHF32EX 高出力形 【45W】",48,2,2,4,0,0,4,null,0,0,2,4,12,30,69.12,192,69.12,192,"管球交換"]
[1112,92,null,6,null,"カンファレンス","埋込形","W220","埋込",null,"Cチャンネル回避",null,5000,"ミニクリ非常灯","直管蛍光灯　FHF32EX 高出力形 【45W】",48,2,2,4,0,0,4,null,0,0,2,4,12,30,69.12,192,69.12,192,"管球交換"]
[1113,93,null,6,null,"前室2","埋込形","W150","埋込",null,null,null,5000,null,"直管蛍光灯　FHF32EX 【32W】",35,1,2,2,0,0,2,null,0,0,2,2,12,30,25.2,70,25.2,70,"管球交換"]
[1114,94,null,6,null,"面談室2","埋込形","W150","埋込",null,null,null,5000,null,"直管蛍光灯　FHF32EX 高出力形 【45W】",48,1,2,2,0,0,2,null,0,0,2,2,12,30,34.56,96,34.56,96,"管球交換"]
[1115,95,null,6,null,"面談室1","埋込形","W150","埋込",null,null,null,5000,null,"直管蛍光灯　FHF32EX 高出力形 【45W】",48,1,2,2,0,0,2,null,0,0,2,2,12,30,34.56,96,34.56,96,"管球交換"]
[1116,1,null,5,null,501,"埋込形","W220","埋込",null,"乳白カバー",null,5000,null,"直管蛍光灯　FHF32EX 【32W】",35,2,4,8,0,0,8,null,0,0,4,8,12,30,100.8,280,100.8,280,"管球交換"]
[1117,1,null,5,null,501,"ダウンライト","φ150","埋込",null,"乳白カバー",null,3000,null,"コンパクト形蛍光灯　FDL18EX 【18W】",21,1,2,2,0,0,2,null,0,0,2,2,12,30,15.12,42,15.12,42,"器具交換"]
[1118,1,null,5,null,501,"ブラケット",null,"壁付け",null,"乳白カバー",null,3000,null,"電球形蛍光灯　EFD15/12E (口金：E26) 【12W】",12,1,1,1,0,0,1,null,1,1,0,0,12,30,4.32,12,0,"","【対象外】"]
[1119,1,null,5,null,501,"ダウンライト","φ150","埋込","処置灯",null,null,3000,null,"ハロゲンランプ（棒状）　JD100V85W (口金：E11) 【85W】",85,1,2,2,0,0,2,null,0,0,2,2,12,30,61.2,170,61.2,170,"器具交換"]
[1120,2,null,5,null,502,"ダウンライト","φ150","埋込","処置灯","乳白カバー",null,3000,null,"ハロゲンランプ（棒状）　JD100V85W (口金：E11) 【85W】",85,1,1,1,0,0,1,null,0,0,1,1,12,30,30.6,85,30.6,85,"器具交換"]
[1121,2,null,5,null,502,"ダウンライト","φ150","埋込",null,"乳白カバー",null,3000,null,"コンパクト形蛍光灯　FDL18EX 【18W】",21,1,2,2,0,0,2,null,0,0,2,2,12,30,15.12,42,15.12,42,"器具交換"]
[1122,2,null,5,null,502,"ブラケット",null,"壁付け",null,"乳白カバー",null,3000,null,"電球形蛍光灯　EFD15/12E (口金：E26) 【12W】",12,1,1,1,0,0,1,null,1,1,0,0,12,30,4.32,12,0,"","【対象外】"]
[1123,2,null,5,null,502,"ダウンライト","φ150","埋込",null,null,null,3000,null,"【管球LED済】",0,1,1,1,0,0,1,{"$f":"V1139","v":1},1,1,0,0,12,30,0,0,0,"","【LED済】"]
[1124,2,null,5,null,502,"ベッド灯",null,"壁付け",null,"乳白カバー",null,3000,"同一器具","FPL55+FPL18+ナツメ球",84,1,1,1,0,0,1,null,0,0,1,1,12,30,30.24,84,30.24,84,"器具交換"]
[1125,2,null,5,null,502,"ベッド灯",null,"壁付け",null,"乳白カバー",null,3000,"同一器具","コンパクト形蛍光灯　FPL18EX 【18W】",21,1,1,1,0,0,1,null,1,1,0,0,12,30,7.56,21,0,"","【対象外】"]
[1126,2,null,5,null,502,"ベッド灯",null,"壁付け",null,"乳白カバー",null,3000,"同一器具","ナツメ球　5W　(口金 ： E12) 【5W】",5,1,1,1,0,0,1,null,1,1,0,0,12,30,1.8,5,0,"","【対象外】"]
[1127,3,null,5,null,503,"ダウンライト","φ150","埋込","処置灯","乳白カバー",null,3000,null,"ハロゲンランプ（棒状）　JD100V85W (口金：E11) 【85W】",85,1,1,1,0,0,1,null,0,0,1,1,12,30,30.6,85,30.6,85,"器具交換"]
[1128,3,null,5,null,503,"ダウンライト","φ150","埋込",null,"乳白カバー",null,3000,null,"コンパクト形蛍光灯　FDL18EX 【18W】",21,1,2,2,0,0,2,null,0,0,2,2,12,30,15.12,42,15.12,42,"器具交換"]
[1129,3,null,5,null,503,"ブラケット",null,"壁付け",null,"乳白カバー",null,3000,null,"電球形蛍光灯　EFD15/12E (口金：E26) 【12W】",12,1,1,1,0,0,1,null,1,1,0,0,12,30,4.32,12,0,"","【対象外】"]
[1130,3,null,5,null,503,"ダウンライト","φ150","埋込",null,null,null,3000,null,"【管球LED済】",0,1,1,1,0,0,1,{"$f":"V1146","v":1},1,1,0,0,12,30,0,0,0,"","【LED済】"]
[1131,3,null,5,null,503,"ベッド灯",null,"壁付け",null,"乳白カバー",null,3000,"同一器具","FPL55+FPL18+ナツメ球",84,1,1,1,0,0,1,null,0,0,1,1,12,30,30.24,84,30.24,84,"器具交換"]
[1132,3,null,5,null,503,"ベッド灯",null,"壁付け",null,"乳白カバー",null,3000,"同一器具","コンパクト形蛍光灯　FPL18EX 【18W】",21,1,1,1,0,0,1,null,1,1,0,0,12,30,7.56,21,0,"","【対象外】"]
[1133,3,null,5,null,503,"ベッド灯",null,"壁付け",null,"乳白カバー",null,3000,"同一器具","ナツメ球　5W　(口金 ： E12) 【5W】",5,1,1,1,0,0,1,null,1,1,0,0,12,30,1.8,5,0,"","【対象外】"]
[1134,4,null,5,null,504,"ダウンライト","φ150","埋込","処置灯","乳白カバー",null,3000,null,"ハロゲンランプ（棒状）　JD100V85W (口金：E11) 【85W】",85,1,1,1,0,0,1,null,0,0,1,1,12,30,30.6,85,30.6,85,"器具交換"]
[1135,4,null,5,null,504,"ダウンライト","φ150","埋込",null,"乳白カバー",null,3000,null,"コンパクト形蛍光灯　FDL18EX 【18W】",21,1,2,2,0,0,2,null,0,0,2,2,12,30,15.12,42,15.12,42,"器具交換"]
[1136,4,null,5,null,504,"ブラケット",null,"壁付け",null,"乳白カバー",null,3000,null,"電球形蛍光灯　EFD15/12E (口金：E26) 【12W】",12,1,1,1,0,0,1,null,1,1,0,0,12,30,4.32,12,0,"","【対象外】"]
[1137,4,null,5,null,504,"ダウンライト","φ150","埋込",null,null,null,3000,null,"【管球LED済】",0,1,1,1,0,0,1,{"$f":"V1153","v":1},1,1,0,0,12,30,0,0,0,"","【LED済】"]
[1138,4,null,5,null,504,"ベッド灯",null,"壁付け",null,"乳白カバー",null,3000,"同一器具","FPL55+FPL18+ナツメ球",84,1,1,1,0,0,1,null,0,0,1,1,12,30,30.24,84,30.24,84,"器具交換"]
[1139,4,null,5,null,504,"ベッド灯",null,"壁付け",null,"乳白カバー",null,3000,"同一器具","コンパクト形蛍光灯　FPL18EX 【18W】",21,1,1,1,0,0,1,null,1,1,0,0,12,30,7.56,21,0,"","【対象外】"]
[1140,4,null,5,null,504,"ベッド灯",null,"壁付け",null,"乳白カバー",null,3000,"同一器具","ナツメ球　5W　(口金 ： E12) 【5W】",5,1,1,1,0,0,1,null,1,1,0,0,12,30,1.8,5,0,"","【対象外】"]
[1141,5,null,5,null,505,"ダウンライト","φ150","埋込","処置灯","乳白カバー",null,3000,null,"ハロゲンランプ（棒状）　JD100V85W (口金：E11) 【85W】",85,1,1,1,0,0,1,null,0,0,1,1,12,30,30.6,85,30.6,85,"器具交換"]
[1142,5,null,5,null,505,"ダウンライト","φ150","埋込",null,"乳白カバー",null,3000,null,"コンパクト形蛍光灯　FDL18EX 【18W】",21,1,2,2,0,0,2,null,0,0,2,2,12,30,15.12,42,15.12,42,"器具交換"]
[1143,5,null,5,null,505,"ブラケット",null,"壁付け",null,"乳白カバー",null,3000,null,"電球形蛍光灯　EFD15/12E (口金：E26) 【12W】",12,1,1,1,0,0,1,null,1,1,0,0,12,30,4.32,12,0,"","【対象外】"]
[1144,5,null,5,null,505,"ダウンライト","φ150","埋込",null,null,null,3000,null,"【管球LED済】",0,1,1,1,0,0,1,{"$f":"V1160","v":1},1,1,0,0,12,30,0,0,0,"","【LED済】"]
[1145,5,null,5,null,505,"ベッド灯",null,"壁付け",null,"乳白カバー",null,3000,"同一器具","FPL55+FPL18+ナツメ球",84,1,1,1,0,0,1,null,0,0,1,1,12,30,30.24,84,30.24,84,"器具交換"]
[1146,5,null,5,null,505,"ベッド灯",null,"壁付け",null,"乳白カバー",null,3000,"同一器具","コンパクト形蛍光灯　FPL18EX 【18W】",21,1,1,1,0,0,1,null,1,1,0,0,12,30,7.56,21,0,"","【対象外】"]
[1147,5,null,5,null,505,"ベッド灯",null,"壁付け",null,"乳白カバー",null,3000,"同一器具","ナツメ球　5W　(口金 ： E12) 【5W】",5,1,1,1,0,0,1,null,1,1,0,0,12,30,1.8,5,0,"","【対象外】"]
[1148,6,null,5,null,506,"ダウンライト","φ150","埋込","処置灯","乳白カバー",null,3000,null,"ハロゲンランプ（棒状）　JD100V85W (口金：E11) 【85W】",85,1,1,1,0,0,1,null,0,0,1,1,12,30,30.6,85,30.6,85,"器具交換"]
[1149,6,null,5,null,506,"ダウンライト","φ150","埋込",null,"乳白カバー",null,3000,null,"コンパクト形蛍光灯　FDL18EX 【18W】",21,1,2,2,0,0,2,null,0,0,2,2,12,30,15.12,42,15.12,42,"器具交換"]
[1150,6,null,5,null,506,"ブラケット",null,"壁付け",null,"乳白カバー",null,3000,null,"電球形蛍光灯　EFD15/12E (口金：E26) 【12W】",12,1,1,1,0,0,1,null,1,1,0,0,12,30,4.32,12,0,"","【対象外】"]
[1151,6,null,5,null,506,"ダウンライト","φ150","埋込",null,null,null,3000,null,"【管球LED済】",0,1,1,1,0,0,1,{"$f":"V1167","v":1},1,1,0,0,12,30,0,0,0,"","【LED済】"]
[1152,6,null,5,null,506,"ベッド灯",null,"壁付け",null,"乳白カバー",null,3000,"同一器具","FPL55+FPL18+ナツメ球",84,1,1,1,0,0,1,null,0,0,1,1,12,30,30.24,84,30.24,84,"器具交換"]
[1153,6,null,5,null,506,"ベッド灯",null,"壁付け",null,"乳白カバー",null,3000,"同一器具","コンパクト形蛍光灯　FPL18EX 【18W】",21,1,1,1,0,0,1,null,1,1,0,0,12,30,7.56,21,0,"","【対象外】"]
[{"$f":"IF(COUNTA(B1170:O1170)=0,\"\",ROW()-16)","v":1154},6,null,5,null,506,"ベッド灯",null,"壁付け",null,"乳白カバー",null,3000,"同一器具","ナツメ球　5W　(口金 ： E12) 【5W】",5,1,1,{"$f":"IF(R1170=\"\",\"\",Q1170*R1170)","v":1},0,0,{"$f":"IF(S1170=\"\",\"\",S1170-T1170)","v":1},null,{"$f":"IF(O1170=\"\",\"\",IF(OR(AH1170=\"【対象外】\",AH1170=\"【LED済】\"),R1170,IF(Y1170>0,Y1170/Q1170,0)))","v":1},{"$f":"IF(O1170=\"\",\"\",IF(OR(AH1170=\"管球交換 【間引き対象外】\",AH1170=\"器具交換 【間引き対象外】\"),T1170,IF(OR(AH1170=\"【対象外】\",AH1170=\"【LED済】\"),S1170,0)))","v":1},{"$f":"IF(R1170=\"\",\"\",R1170-X1170)","v":0},{"$f":"IF(S1170=\"\",\"\",S1170-Y1170)","v":0},12,30,{"$f":"IF(O1170=\"\",\"\",IF(V1170=\"\",\"\",P1170*V1170*AB1170*AC1170/1000))","v":1.8},{"$f":"IF(O1170=\"\",\"\",IF(V1170=\"\",\"\",P1170*V1170))","v":5},{"$f":"IF(O1170=\"\",\"\",IF(AA1170=\"\",\"\",P1170*AA1170*AB1170*AC1170/1000))","v":0},{"$f":"IF(O1170=\"\",\"\",IF(AA1170=\"\",\"\",IF(AA1170=0,\"\",P1170*AA1170)))","v":""},"【対象外】"]
[1155,7,null,5,null,507,"ダウンライト","φ150","埋込","処置灯","乳白カバー",null,3000,null,"ハロゲンランプ（棒状）　JD100V85W (口金：E11) 【85W】",85,1,1,1,0,0,1,null,0,0,1,1,12,30,30.6,85,30.6,85,"器具交換"]
[1156,7,null,5,null,507,"ダウンライト","φ150","埋込",null,"乳白カバー",null,3000,null,"コンパクト形蛍光灯　FDL18EX 【18W】",21,1,2,2,0,0,2,null,0,0,2,2,12,30,15.12,42,15.12,42,"器具交換"]
[1157,7,null,5,null,507,"ブラケット",null,"壁付け",null,"乳白カバー",null,3000,null,"電球形蛍光灯　EFD15/12E (口金：E26) 【12W】",12,1,1,1,0,0,1,null,1,1,0,0,12,30,4.32,12,0,"","【対象外】"]
[1158,7,null,5,null,507,"ダウンライト","φ150","埋込",null,null,null,3000,null,"【管球LED済】",0,1,1,1,0,0,1,{"$f":"V1174","v":1},1,1,0,0,12,30,0,0,0,"","【LED済】"]
[1159,7,null,5,null,507,"ベッド灯",null,"壁付け",null,"乳白カバー",null,3000,"同一器具","FPL55+FPL18+ナツメ球",84,1,1,1,0,0,1,null,0,0,1,1,12,30,30.24,84,30.24,84,"器具交換"]
[1160,7,null,5,null,507,"ベッド灯",null,"壁付け",null,"乳白カバー",null,3000,"同一器具","コンパクト形蛍光灯　FPL18EX 【18W】",21,1,1,1,0,0,1,null,1,1,0,0,12,30,7.56,21,0,"","【対象外】"]
[1161,7,null,5,null,507,"ベッド灯",null,"壁付け",null,"乳白カバー",null,3000,"同一器具","ナツメ球　5W　(口金 ： E12) 【5W】",5,1,1,1,0,0,1,null,1,1,0,0,12,30,1.8,5,0,"","【対象外】"]
[1162,8,null,5,null,508,"ダウンライト","φ150","埋込","処置灯","乳白カバー",null,3000,null,"ハロゲンランプ（棒状）　JD100V85W (口金：E11) 【85W】",85,1,1,1,0,0,1,null,0,0,1,1,12,30,30.6,85,30.6,85,"器具交換"]
[1163,8,null,5,null,508,"ダウンライト","φ150","埋込",null,"乳白カバー",null,3000,null,"コンパクト形蛍光灯　FDL18EX 【18W】",21,1,2,2,0,0,2,null,0,0,2,2,12,30,15.12,42,15.12,42,"器具交換"]
[1164,8,null,5,null,508,"ブラケット",null,"壁付け",null,"乳白カバー",null,3000,null,"電球形蛍光灯　EFD15/12E (口金：E26) 【12W】",12,1,1,1,0,0,1,null,1,1,0,0,12,30,4.32,12,0,"","【対象外】"]
[1165,8,null,5,null,508,"ダウンライト","φ150","埋込",null,null,null,3000,null,"【管球LED済】",0,1,1,1,0,0,1,{"$f":"V1181","v":1},1,1,0,0,12,30,0,0,0,"","【LED済】"]
[1166,8,null,5,null,508,"ベッド灯",null,"壁付け",null,"乳白カバー",null,3000,"同一器具","FPL55+FPL18+ナツメ球",84,1,1,1,0,0,1,null,0,0,1,1,12,30,30.24,84,30.24,84,"器具交換"]
[1167,8,null,5,null,508,"ベッド灯",null,"壁付け",null,"乳白カバー",null,3000,"同一器具","コンパクト形蛍光灯　FPL18EX 【18W】",21,1,1,1,0,0,1,null,1,1,0,0,12,30,7.56,21,0,"","【対象外】"]
[1168,8,null,5,null,508,"ベッド灯",null,"壁付け",null,"乳白カバー",null,3000,"同一器具","ナツメ球　5W　(口金 ： E12) 【5W】",5,1,1,1,0,0,1,null,1,1,0,0,12,30,1.8,5,0,"","【対象外】"]
[1169,9,null,5,null,509,"ダウンライト","φ150","埋込",null,null,null,3000,null,"【管球LED済】",0,1,1,1,0,0,1,{"$f":"V1185","v":1},1,1,0,0,12,30,0,0,0,"","【LED済】"]
[1170,9,null,5,null,509,"ダウンライト","φ150","埋込","処置灯","乳白カバー",null,3000,null,"ハロゲンランプ（棒状）　JD100V85W (口金：E11) 【85W】",85,1,1,1,0,0,1,null,0,0,1,1,12,30,30.6,85,30.6,85,"器具交換"]
[1171,9,null,5,null,509,"ダウンライト","φ150","埋込",null,"乳白カバー",null,3000,null,"コンパクト形蛍光灯　FDL18EX 【18W】",21,1,2,2,0,0,2,null,0,0,2,2,12,30,15.12,42,15.12,42,"器具交換"]
[1172,9,null,5,null,509,"ブラケット",null,"壁付け",null,"乳白カバー",null,3000,null,"電球形蛍光灯　EFD15/12E (口金：E26) 【12W】",12,1,1,1,0,0,1,null,1,1,0,0,12,30,4.32,12,0,"","【対象外】"]
[1173,9,null,5,null,509,"ベッド灯",null,"壁付け",null,"乳白カバー",null,3000,"同一器具","FPL55+FPL18+ナツメ球",84,1,1,1,0,0,1,null,0,0,1,1,12,30,30.24,84,30.24,84,"器具交換"]
[1174,9,null,5,null,509,"ベッド灯",null,"壁付け",null,"乳白カバー",null,3000,"同一器具","コンパクト形蛍光灯　FPL18EX 【18W】",21,1,1,1,0,0,1,null,1,1,0,0,12,30,7.56,21,0,"","【対象外】"]
[1175,9,null,5,null,509,"ベッド灯",null,"壁付け",null,"乳白カバー",null,3000,"同一器具","ナツメ球　5W　(口金 ： E12) 【5W】",5,1,1,1,0,0,1,null,1,1,0,0,12,30,1.8,5,0,"","【対象外】"]
[1176,10,null,5,null,510,"埋込形","W220","埋込",null,"乳白カバー",null,5000,null,"直管蛍光灯　FHF32EX 【32W】",35,2,4,8,0,0,8,null,0,0,4,8,12,30,100.8,280,100.8,280,"管球交換"]
[1177,10,null,5,null,510,"ダウンライト","φ150","埋込",null,"乳白カバー",null,3000,null,"コンパクト形蛍光灯　FDL18EX 【18W】",21,1,2,2,0,0,2,null,0,0,2,2,12,30,15.12,42,15.12,42,"器具交換"]
[1178,10,null,5,null,510,"ブラケット",null,"壁付け",null,"乳白カバー",null,3000,null,"電球形蛍光灯　EFD15/12E (口金：E26) 【12W】",12,1,1,1,0,0,1,null,1,1,0,0,12,30,4.32,12,0,"","【対象外】"]
[1179,10,null,5,null,510,"ダウンライト","φ150","埋込","処置灯",null,null,3000,null,"ハロゲンランプ（棒状）　JD100V85W (口金：E11) 【85W】",85,1,2,2,0,0,2,null,0,0,2,2,12,30,61.2,170,61.2,170,"器具交換"]
[1180,11,null,5,null,511,"埋込形","W220","埋込",null,"乳白カバー",null,5000,null,"直管蛍光灯　FHF32EX 【32W】",35,2,4,8,0,0,8,null,0,0,4,8,12,30,100.8,280,100.8,280,"管球交換"]
[1181,11,null,5,null,511,"ダウンライト","φ150","埋込",null,"乳白カバー",null,3000,null,"コンパクト形蛍光灯　FDL18EX 【18W】",21,1,2,2,0,0,2,null,0,0,2,2,12,30,15.12,42,15.12,42,"器具交換"]
[1182,11,null,5,null,511,"ブラケット",null,"壁付け",null,"乳白カバー",null,3000,null,"電球形蛍光灯　EFD15/12E (口金：E26) 【12W】",12,1,1,1,0,0,1,null,1,1,0,0,12,30,4.32,12,0,"","【対象外】"]
[1183,11,null,5,null,511,"ダウンライト","φ150","埋込","処置灯",null,null,3000,null,"ハロゲンランプ（棒状）　JD100V85W (口金：E11) 【85W】",85,1,2,2,0,0,2,null,0,0,2,2,12,30,61.2,170,61.2,170,"器具交換"]
[1184,12,null,5,null,512,"ダウンライト","φ150","埋込","処置灯","乳白カバー",null,3000,null,"ハロゲンランプ（棒状）　JD100V85W (口金：E11) 【85W】",85,1,4,4,0,0,4,null,0,0,4,4,12,30,122.4,340,122.4,340,"器具交換"]
[1185,12,null,5,null,512,"ダウンライト","φ150","埋込",null,"乳白カバー",null,3000,null,"コンパクト形蛍光灯　FDL18EX 【18W】",21,1,1,1,0,0,1,null,0,0,1,1,12,30,7.56,21,7.56,21,"器具交換"]
[1186,12,null,5,null,512,"ブラケット",null,"壁付け",null,"乳白カバー",null,3000,null,"電球形蛍光灯　EFD15/12E (口金：E26) 【12W】",12,1,1,1,0,0,1,null,1,1,0,0,12,30,4.32,12,0,"","【対象外】"]
[1187,12,null,5,null,512,"ベッド灯",null,"壁付け",null,"乳白カバー",null,3000,"同一器具","FPL55+FPL18+ナツメ球",84,1,4,4,0,0,4,null,0,0,4,4,12,30,120.96,336,120.96,336,"器具交換"]
[1188,12,null,5,null,512,"ベッド灯",null,"壁付け",null,"乳白カバー",null,3000,"同一器具","コンパクト形蛍光灯　FPL18EX 【18W】",21,1,4,4,0,0,4,null,4,4,0,0,12,30,30.24,84,0,"","【対象外】"]
[1189,12,null,5,null,512,"ベッド灯",null,"壁付け",null,"乳白カバー",null,3000,"同一器具","ナツメ球　5W　(口金 ： E12) 【5W】",5,1,4,4,0,0,4,null,4,4,0,0,12,30,7.2,20,0,"","【対象外】"]
[1190,13,null,5,null,513,"ダウンライト","φ150","埋込","処置灯","乳白カバー",null,3000,null,"ハロゲンランプ（棒状）　JD100V85W (口金：E11) 【85W】",85,1,1,1,0,0,1,null,0,0,1,1,12,30,30.6,85,30.6,85,"器具交換"]
[1191,13,null,5,null,513,"ダウンライト","φ150","埋込",null,"乳白カバー",null,3000,null,"コンパクト形蛍光灯　FDL18EX 【18W】",21,1,2,2,0,0,2,null,0,0,2,2,12,30,15.12,42,15.12,42,"器具交換"]
[1192,13,null,5,null,513,"ブラケット",null,"壁付け",null,"乳白カバー",null,3000,null,"電球形蛍光灯　EFD15/12E (口金：E26) 【12W】",12,1,1,1,0,0,1,null,1,1,0,0,12,30,4.32,12,0,"","【対象外】"]
[1193,13,null,5,null,513,"ダウンライト","φ150","埋込",null,null,null,3000,null,"【管球LED済】",0,1,1,1,0,0,1,{"$f":"V1209","v":1},1,1,0,0,12,30,0,0,0,"","【LED済】"]
[1194,13,null,5,null,513,"ベッド灯",null,"壁付け",null,"乳白カバー",null,3000,"同一器具","FPL55+FPL18+ナツメ球",84,1,1,1,0,0,1,null,0,0,1,1,12,30,30.24,84,30.24,84,"器具交換"]
[1195,13,null,5,null,513,"ベッド灯",null,"壁付け",null,"乳白カバー",null,3000,"同一器具","コンパクト形蛍光灯　FPL18EX 【18W】",21,1,1,1,0,0,1,null,1,1,0,0,12,30,7.56,21,0,"","【対象外】"]
[1196,13,null,5,null,513,"ベッド灯",null,"壁付け",null,"乳白カバー",null,3000,"同一器具","ナツメ球　5W　(口金 ： E12) 【5W】",5,1,1,1,0,0,1,null,1,1,0,0,12,30,1.8,5,0,"","【対象外】"]
[1197,14,null,5,null,514,"ダウンライト","φ150","埋込","処置灯","乳白カバー",null,3000,null,"ハロゲンランプ（棒状）　JD100V85W (口金：E11) 【85W】",85,1,4,4,0,0,4,null,0,0,4,4,12,30,122.4,340,122.4,340,"器具交換"]
[1198,14,null,5,null,514,"ダウンライト","φ150","埋込",null,"乳白カバー",null,3000,null,"コンパクト形蛍光灯　FDL18EX 【18W】",21,1,1,1,0,0,1,null,0,0,1,1,12,30,7.56,21,7.56,21,"器具交換"]
[1199,14,null,5,null,514,"ブラケット",null,"壁付け",null,"乳白カバー",null,3000,null,"電球形蛍光灯　EFD15/12E (口金：E26) 【12W】",12,1,1,1,0,0,1,null,1,1,0,0,12,30,4.32,12,0,"","【対象外】"]
[1200,14,null,5,null,514,"ベッド灯",null,"壁付け",null,"乳白カバー",null,3000,"同一器具","FPL55+FPL18+ナツメ球",84,1,4,4,0,0,4,null,0,0,4,4,12,30,120.96,336,120.96,336,"器具交換"]
[1201,14,null,5,null,514,"ベッド灯",null,"壁付け",null,"乳白カバー",null,3000,"同一器具","コンパクト形蛍光灯　FPL18EX 【18W】",21,1,4,4,0,0,4,null,4,4,0,0,12,30,30.24,84,0,"","【対象外】"]
[1202,14,null,5,null,514,"ベッド灯",null,"壁付け",null,"乳白カバー",null,3000,"同一器具","ナツメ球　5W　(口金 ： E12) 【5W】",5,1,4,4,0,0,4,null,4,4,0,0,12,30,7.2,20,0,"","【対象外】"]
[1203,15,null,5,null,515,"ベッド灯",null,"壁付け",null,"乳白カバー",null,3000,"同一器具","コンパクト形蛍光灯　FPL18EX 【18W】",21,1,4,4,0,0,4,null,4,4,0,0,12,30,30.24,84,0,"","【対象外】"]
[1204,15,null,5,null,515,"ダウンライト","φ150","埋込","処置灯","乳白カバー",null,3000,null,"ハロゲンランプ（棒状）　JD100V85W (口金：E11) 【85W】",85,1,4,4,0,0,4,null,0,0,4,4,12,30,122.4,340,122.4,340,"器具交換"]
[1205,15,null,5,null,515,"ダウンライト","φ150","埋込",null,"乳白カバー",null,3000,null,"コンパクト形蛍光灯　FDL18EX 【18W】",21,1,1,1,0,0,1,null,0,0,1,1,12,30,7.56,21,7.56,21,"器具交換"]
[1206,15,null,5,null,515,"ブラケット",null,"壁付け",null,"乳白カバー",null,3000,null,"電球形蛍光灯　EFD15/12E (口金：E26) 【12W】",12,1,1,1,0,0,1,null,1,1,0,0,12,30,4.32,12,0,"","【対象外】"]
[1207,15,null,5,null,515,"ベッド灯",null,"壁付け",null,"乳白カバー",null,3000,"同一器具","FPL55+FPL18+ナツメ球",84,1,4,4,0,0,4,null,0,0,4,4,12,30,120.96,336,120.96,336,"器具交換"]
[1208,15,null,5,null,515,"ベッド灯",null,"壁付け",null,"乳白カバー",null,3000,"同一器具","ナツメ球　5W　(口金 ： E12) 【5W】",5,1,4,4,0,0,4,null,4,4,0,0,12,30,7.2,20,0,"","【対象外】"]
[1209,16,null,5,null,516,"ダウンライト","φ150","埋込","処置灯","乳白カバー",null,3000,null,"ハロゲンランプ（棒状）　JD100V85W (口金：E11) 【85W】",85,1,4,4,0,0,4,null,0,0,4,4,12,30,122.4,340,122.4,340,"器具交換"]
[1210,16,null,5,null,516,"ダウンライト","φ150","埋込",null,"乳白カバー",null,3000,null,"コンパクト形蛍光灯　FDL18EX 【18W】",21,1,1,1,0,0,1,null,0,0,1,1,12,30,7.56,21,7.56,21,"器具交換"]
[1211,16,null,5,null,516,"ブラケット",null,"壁付け",null,"乳白カバー",null,3000,null,"電球形蛍光灯　EFD15/12E (口金：E26) 【12W】",12,1,1,1,0,0,1,null,1,1,0,0,12,30,4.32,12,0,"","【対象外】"]
[1212,16,null,5,null,516,"ベッド灯",null,"壁付け",null,"乳白カバー",null,3000,"同一器具","FPL55+FPL18+ナツメ球",84,1,4,4,0,0,4,null,0,0,4,4,12,30,120.96,336,120.96,336,"器具交換"]
[1213,16,null,5,null,516,"ベッド灯",null,"壁付け",null,"乳白カバー",null,3000,"同一器具","コンパクト形蛍光灯　FPL18EX 【18W】",21,1,4,4,0,0,4,null,4,4,0,0,12,30,30.24,84,0,"","【対象外】"]
[1214,16,null,5,null,516,"ベッド灯",null,"壁付け",null,"乳白カバー",null,3000,"同一器具","ナツメ球　5W　(口金 ： E12) 【5W】",5,1,4,4,0,0,4,null,4,4,0,0,12,30,7.2,20,0,"","【対象外】"]
[1215,17,null,5,null,517,"ダウンライト","φ150","埋込","処置灯","乳白カバー",null,3000,null,"ハロゲンランプ（棒状）　JD100V85W (口金：E11) 【85W】",85,1,4,4,0,0,4,null,0,0,4,4,12,30,122.4,340,122.4,340,"器具交換"]
[1216,17,null,5,null,517,"ダウンライト","φ150","埋込",null,"乳白カバー",null,3000,null,"コンパクト形蛍光灯　FDL18EX 【18W】",21,1,1,1,0,0,1,null,0,0,1,1,12,30,7.56,21,7.56,21,"器具交換"]
[1217,17,null,5,null,517,"ブラケット",null,"壁付け",null,"乳白カバー",null,3000,null,"電球形蛍光灯　EFD15/12E (口金：E26) 【12W】",12,1,1,1,0,0,1,null,1,1,0,0,12,30,4.32,12,0,"","【対象外】"]
[{"$f":"IF(COUNTA(B1234:O1234)=0,\"\",ROW()-16)","v":1218},17,null,5,null,517,"ベッド灯",null,"壁付け",null,"乳白カバー",null,3000,"同一器具","FPL55+FPL18+ナツメ球",84,1,4,{"$f":"IF(R1234=\"\",\"\",Q1234*R1234)","v":4},0,0,{"$f":"IF(S1234=\"\",\"\",S1234-T1234)","v":4},null,{"$f":"IF(O1234=\"\",\"\",IF(OR(AH1234=\"【対象外】\",AH1234=\"【LED済】\"),R1234,IF(Y1234>0,Y1234/Q1234,0)))","v":0},{"$f":"IF(O1234=\"\",\"\",IF(OR(AH1234=\"管球交換 【間引き対象外】\",AH1234=\"器具交換 【間引き対象外】\"),T1234,IF(OR(AH1234=\"【対象外】\",AH1234=\"【LED済】\"),S1234,0)))","v":0},{"$f":"IF(R1234=\"\",\"\",R1234-X1234)","v":4},{"$f":"IF(S1234=\"\",\"\",S1234-Y1234)","v":4},12,30,{"$f":"IF(O1234=\"\",\"\",IF(V1234=\"\",\"\",P1234*V1234*AB1234*AC1234/1000))","v":120.96},{"$f":"IF(O1234=\"\",\"\",IF(V1234=\"\",\"\",P1234*V1234))","v":336},{"$f":"IF(O1234=\"\",\"\",IF(AA1234=\"\",\"\",P1234*AA1234*AB1234*AC1234/1000))","v":120.96},{"$f":"IF(O1234=\"\",\"\",IF(AA1234=\"\",\"\",IF(AA1234=0,\"\",P1234*AA1234)))","v":336},"器具交換"]
[1219,17,null,5,null,517,"ベッド灯",null,"壁付け",null,"乳白カバー",null,3000,"同一器具","コンパクト形蛍光灯　FPL18EX 【18W】",21,1,4,4,0,0,4,null,4,4,0,0,12,30,30.24,84,0,"","【対象外】"]
[1220,17,null,5,null,517,"ベッド灯",null,"壁付け",null,"乳白カバー",null,3000,"同一器具","ナツメ球　5W　(口金 ： E12) 【5W】",5,1,4,4,0,0,4,null,4,4,0,0,12,30,7.2,20,0,"","【対象外】"]
[1221,18,null,5,null,518,"ダウンライト","φ150","埋込","処置灯","乳白カバー",null,3000,null,"ハロゲンランプ（棒状）　JD100V85W (口金：E11) 【85W】",85,1,4,4,0,0,4,null,0,0,4,4,12,30,122.4,340,122.4,340,"器具交換"]
[1222,18,null,5,null,518,"ダウンライト","φ150","埋込",null,"乳白カバー",null,3000,null,"コンパクト形蛍光灯　FDL18EX 【18W】",21,1,1,1,0,0,1,null,0,0,1,1,12,30,7.56,21,7.56,21,"器具交換"]
[1223,18,null,5,null,518,"ブラケット",null,"壁付け",null,"乳白カバー",null,3000,null,"電球形蛍光灯　EFD15/12E (口金：E26) 【12W】",12,1,1,1,0,0,1,null,1,1,0,0,12,30,4.32,12,0,"","【対象外】"]
[1224,18,null,5,null,518,"ベッド灯",null,"壁付け",null,"乳白カバー",null,3000,"同一器具","FPL55+FPL18+ナツメ球",84,1,4,4,0,0,4,null,0,0,4,4,12,30,120.96,336,120.96,336,"器具交換"]
[1225,18,null,5,null,518,"ベッド灯",null,"壁付け",null,"乳白カバー",null,3000,"同一器具","コンパクト形蛍光灯　FPL18EX 【18W】",21,1,4,4,0,0,4,null,4,4,0,0,12,30,30.24,84,0,"","【対象外】"]
[1226,18,null,5,null,518,"ベッド灯",null,"壁付け",null,"乳白カバー",null,3000,"同一器具","ナツメ球　5W　(口金 ： E12) 【5W】",5,1,4,4,0,0,4,null,4,4,0,0,12,30,7.2,20,0,"","【対象外】"]
[1227,19,null,5,null,519,"ダウンライト","φ150","埋込","処置灯","乳白カバー",null,3000,null,"ハロゲンランプ（棒状）　JD100V85W (口金：E11) 【85W】",85,1,4,4,0,0,4,null,0,0,4,4,12,30,122.4,340,122.4,340,"器具交換"]
[1228,19,null,5,null,519,"ダウンライト","φ150","埋込",null,"乳白カバー",null,3000,null,"コンパクト形蛍光灯　FDL18EX 【18W】",21,1,1,1,0,0,1,null,0,0,1,1,12,30,7.56,21,7.56,21,"器具交換"]
[1229,19,null,5,null,519,"ブラケット",null,"壁付け",null,"乳白カバー",null,3000,null,"電球形蛍光灯　EFD15/12E (口金：E26) 【12W】",12,1,1,1,0,0,1,null,1,1,0,0,12,30,4.32,12,0,"","【対象外】"]
[1230,19,null,5,null,519,"ベッド灯",null,"壁付け",null,"乳白カバー",null,3000,"同一器具","FPL55+FPL18+ナツメ球",84,1,4,4,0,0,4,null,0,0,4,4,12,30,120.96,336,120.96,336,"器具交換"]
[1231,19,null,5,null,519,"ベッド灯",null,"壁付け",null,"乳白カバー",null,3000,"同一器具","コンパクト形蛍光灯　FPL18EX 【18W】",21,1,4,4,0,0,4,null,4,4,0,0,12,30,30.24,84,0,"","【対象外】"]
[1232,19,null,5,null,519,"ベッド灯",null,"壁付け",null,"乳白カバー",null,3000,"同一器具","ナツメ球　5W　(口金 ： E12) 【5W】",5,1,4,4,0,0,4,null,4,4,0,0,12,30,7.2,20,0,"","【対象外】"]
[1233,20,null,5,null,520,"ダウンライト","φ150","埋込","処置灯","乳白カバー",null,3000,null,"ハロゲンランプ（棒状）　JD100V85W (口金：E11) 【85W】",85,1,4,4,0,0,4,null,0,0,4,4,12,30,122.4,340,122.4,340,"器具交換"]
[1234,20,null,5,null,520,"ダウンライト","φ150","埋込",null,"乳白カバー",null,3000,null,"コンパクト形蛍光灯　FDL18EX 【18W】",21,1,1,1,0,0,1,null,0,0,1,1,12,30,7.56,21,7.56,21,"器具交換"]
[1235,20,null,5,null,520,"ブラケット",null,"壁付け",null,"乳白カバー",null,3000,null,"電球形蛍光灯　EFD15/12E (口金：E26) 【12W】",12,1,1,1,0,0,1,null,1,1,0,0,12,30,4.32,12,0,"","【対象外】"]
[1236,20,null,5,null,520,"ベッド灯",null,"壁付け",null,"乳白カバー",null,3000,"同一器具","FPL55+FPL18+ナツメ球",84,1,4,4,0,0,4,null,0,0,4,4,12,30,120.96,336,120.96,336,"器具交換"]
[1237,20,null,5,null,520,"ベッド灯",null,"壁付け",null,"乳白カバー",null,3000,"同一器具","コンパクト形蛍光灯　FPL18EX 【18W】",21,1,4,4,0,0,4,null,4,4,0,0,12,30,30.24,84,0,"","【対象外】"]
[1238,20,null,5,null,520,"ベッド灯",null,"壁付け",null,"乳白カバー",null,3000,"同一器具","ナツメ球　5W　(口金 ： E12) 【5W】",5,1,4,4,0,0,4,null,4,4,0,0,12,30,7.2,20,0,"","【対象外】"]
[1239,21,null,5,null,521,"ダウンライト","φ150","埋込","処置灯","乳白カバー",null,3000,null,"ハロゲンランプ（棒状）　JD100V85W (口金：E11) 【85W】",85,1,4,4,0,0,4,null,0,0,4,4,12,30,122.4,340,122.4,340,"器具交換"]
[1240,21,null,5,null,521,"ダウンライト","φ150","埋込",null,"乳白カバー",null,3000,null,"コンパクト形蛍光灯　FDL18EX 【18W】",21,1,1,1,0,0,1,null,0,0,1,1,12,30,7.56,21,7.56,21,"器具交換"]
[1241,21,null,5,null,521,"ブラケット",null,"壁付け",null,"乳白カバー",null,3000,null,"電球形蛍光灯　EFD15/12E (口金：E26) 【12W】",12,1,1,1,0,0,1,null,1,1,0,0,12,30,4.32,12,0,"","【対象外】"]
[1242,21,null,5,null,521,"ベッド灯",null,"壁付け",null,"乳白カバー",null,3000,"同一器具","FPL55+FPL18+ナツメ球",84,1,4,4,0,0,4,null,0,0,4,4,12,30,120.96,336,120.96,336,"器具交換"]
[1243,21,null,5,null,521,"ベッド灯",null,"壁付け",null,"乳白カバー",null,3000,"同一器具","コンパクト形蛍光灯　FPL18EX 【18W】",21,1,4,4,0,0,4,null,4,4,0,0,12,30,30.24,84,0,"","【対象外】"]
[1244,21,null,5,null,521,"ベッド灯",null,"壁付け",null,"乳白カバー",null,3000,"同一器具","ナツメ球　5W　(口金 ： E12) 【5W】",5,1,4,4,0,0,4,null,4,4,0,0,12,30,7.2,20,0,"","【対象外】"]
[1245,22,null,5,null,"スタッフステーション","スクエア","□900","埋込",null,"乳白カバー",null,5000,null,"コンパクト形蛍光灯　FPR96EX 【96W】",100,4,6,24,0,0,24,null,0,0,6,24,12,30,864,2400,864,2400,"管球交換"]
[1246,22,null,5,null,"スタッフステーション","ダウンライト","φ150","埋込",null,null,null,5000,null,"コンパクト形蛍光灯　FDL18EX 【18W】",21,1,5,5,0,0,5,null,0,0,5,5,12,30,37.799999999999997,105,37.799999999999997,105,"器具交換"]
[1247,23,null,5,null,"処置室","埋込形","W150","埋込",null,null,null,5000,null,"直管蛍光灯　FHF32EX 高出力形 【45W】",48,1,2,2,0,0,2,null,0,0,2,2,12,30,34.56,96,34.56,96,"管球交換"]
[1248,24,null,5,null,"倉庫1","逆富士形","W120","天付け",null,null,null,5000,null,"直管蛍光灯　FHF32EX 高出力形 【45W】",48,1,1,1,0,0,1,null,0,0,1,1,12,30,17.28,48,17.28,48,"管球交換"]
[1249,25,null,5,null,"休憩室","埋込形","W150","埋込",null,null,null,5000,null,"直管蛍光灯　FHF32EX 高出力形 【45W】",48,1,2,2,0,0,2,null,0,0,2,2,12,30,34.56,96,34.56,96,"管球交換"]
[1250,25,null,5,null,"休憩室","流し元灯",null,"壁付け",null,"プルスイッチ",null,5000,"不使用","直管蛍光灯　FL20S 【20W】",23,1,1,1,0,0,1,null,0,0,1,1,12,30,8.2799999999999994,23,8.2799999999999994,23,"管球交換"]
[1251,26,null,5,null,"清潔リネン室","逆富士形","W120","天付け",null,null,null,5000,null,"直管蛍光灯　FHF32EX 高出力形 【45W】",48,1,1,1,0,0,1,null,0,0,1,1,12,30,17.28,48,17.28,48,"管球交換"]
[1252,27,null,5,null,"トイレ","ダウンライト","φ150","天付け",null,null,null,3000,null,"ボール電球　GC100/110V60W (口金：E26) 【60W】",60,1,1,1,0,0,1,null,1,1,0,0,12,30,21.6,60,0,"","【対象外】"]
[1253,28,null,5,null,"洗濯室","埋込形","W220","埋込",null,"Cチャンネル回避",null,5000,null,"直管蛍光灯　FHF32EX 高出力形 【45W】",48,2,1,2,0,0,2,null,0,0,1,2,12,30,34.56,96,34.56,96,"管球交換"]
[1254,29,null,5,null,"汚物処理室","逆富士形","W200","天付け",null,null,null,5000,null,"直管蛍光灯　FHF32EX 高出力形 【45W】",48,2,1,2,0,0,2,null,0,0,1,2,12,30,34.56,96,34.56,96,"管球交換"]
[1255,30,null,5,null,"シャワー","埋込形","W220","埋込",null,null,null,5000,null,"直管蛍光灯　FHF16EX 【16W】",19,2,1,2,0,0,2,null,0,0,1,2,12,30,13.68,38,13.68,38,"管球交換"]
[1256,30,null,5,null,"シャワー","洗面ユニット",null,"壁付け",null,null,null,3000,null,"ボール電球　GC100/110V60W (口金：E26) 【60W】",60,1,1,1,0,0,1,null,1,1,0,0,12,30,21.6,60,0,"","【対象外】"]
[1257,30,null,5,null,"シャワー","ブラケット",null,"壁付け",null,null,null,3000,null,"【管球LED済】",0,1,1,1,0,0,1,{"$f":"V1273","v":1},1,1,0,0,12,30,0,0,0,"","【LED済】"]
[1258,31,null,5,null,"車椅子トイレ","埋込形","W150","埋込",null,"Cチャンネル回避",null,5000,null,"直管蛍光灯　FHF32EX 高出力形 【45W】",48,1,1,1,0,0,1,null,0,0,1,1,12,30,17.28,48,17.28,48,"管球交換"]
[1259,31,null,5,null,"車椅子トイレ","ブラケット",null,"壁付け",null,null,null,3000,"器具","コンパクト形蛍光灯　FML13EX 【13W】",16,1,1,1,0,0,1,null,0,0,1,1,12,30,5.76,16,5.76,16,"器具交換"]
[1260,32,null,5,null,"車椅子トイレ","埋込形","W150","埋込",null,"Cチャンネル回避",null,5000,null,"直管蛍光灯　FHF32EX 高出力形 【45W】",48,1,1,1,0,0,1,null,0,0,1,1,12,30,17.28,48,17.28,48,"管球交換"]
[1261,32,null,5,null,"車椅子トイレ","ブラケット",null,"壁付け",null,null,null,3000,"器具","コンパクト形蛍光灯　FML13EX 【13W】",16,1,1,1,0,0,1,null,0,0,1,1,12,30,5.76,16,5.76,16,"器具交換"]
[1262,33,null,5,null,"車椅子トイレ","埋込形","W150","埋込",null,"Cチャンネル回避",null,5000,null,"直管蛍光灯　FHF32EX 高出力形 【45W】",48,1,1,1,0,0,1,null,0,0,1,1,12,30,17.28,48,17.28,48,"管球交換"]
[1263,33,null,5,null,"車椅子トイレ","ブラケット",null,"壁付け",null,null,null,3000,"器具","コンパクト形蛍光灯　FML13EX 【13W】",16,1,1,1,0,0,1,null,0,0,1,1,12,30,5.76,16,5.76,16,"器具交換"]
[1264,35,null,5,null,"廊下","埋込形","W150","埋込",null,null,null,5000,null,"直管蛍光灯　FHF32EX 高出力形 【45W】",48,1,3,3,0,0,3,null,0,0,3,3,12,30,51.84,144,51.84,144,"管球交換"]
[1265,36,null,5,null,"倉庫2","逆富士形","W150","天付け",null,null,null,5000,null,"直管蛍光灯　FHF32EX 高出力形 【45W】",48,1,1,1,0,0,1,null,0,0,1,1,12,30,17.28,48,17.28,48,"管球交換"]
[1266,37,null,5,null,"車椅子トイレ","埋込形","W150","埋込",null,"Cチャンネル回避",null,5000,null,"直管蛍光灯　FHF32EX 高出力形 【45W】",48,1,1,1,0,0,1,null,0,0,1,1,12,30,17.28,48,17.28,48,"管球交換"]
[1267,37,null,5,null,"車椅子トイレ","ブラケット",null,"壁付け",null,null,null,3000,"器具","コンパクト形蛍光灯　FML13EX 【13W】",16,1,1,1,0,0,1,null,0,0,1,1,12,30,5.76,16,5.76,16,"器具交換"]
[1268,38,null,5,null,"車椅子トイレ","埋込形","W150","埋込",null,"Cチャンネル回避",null,5000,null,"直管蛍光灯　FHF32EX 高出力形 【45W】",48,1,1,1,0,0,1,null,0,0,1,1,12,30,17.28,48,17.28,48,"管球交換"]
[1269,38,null,5,null,"車椅子トイレ","ブラケット",null,"壁付け",null,null,null,3000,"器具","コンパクト形蛍光灯　FML13EX 【13W】",16,1,1,1,0,0,1,null,0,0,1,1,12,30,5.76,16,5.76,16,"器具交換"]
[1270,39,null,5,null,"車椅子トイレ","埋込形","W150","埋込",null,"Cチャンネル回避",null,5000,null,"直管蛍光灯　FHF32EX 高出力形 【45W】",48,1,1,1,0,0,1,null,0,0,1,1,12,30,17.28,48,17.28,48,"管球交換"]
[1271,39,null,5,null,"車椅子トイレ","ブラケット",null,"壁付け",null,null,null,3000,"器具","コンパクト形蛍光灯　FML13EX 【13W】",16,1,1,1,0,0,1,null,0,0,1,1,12,30,5.76,16,5.76,16,"器具交換"]
[1272,40,null,5,null,"倉庫2","逆富士形","W150","天付け",null,null,null,5000,null,"直管蛍光灯　FHF32EX 高出力形 【45W】",48,1,2,2,0,0,2,null,0,0,2,2,12,30,34.56,96,34.56,96,"管球交換"]
[1273,41,null,5,null,"廊下","コーナー灯",null,"壁付け","間接照明",null,null,5000,null,"直管蛍光灯　FHF32EX 高出力形 【45W】",48,1,37,37,18,0,19,null,0,0,37,37,12,30,328.32,912,639.36,1776,"管球交換"]
[1274,41,null,5,null,"廊下","埋込形",null,"埋込",null,null,null,5000,"看板吊ってる","直管蛍光灯　FHF16EX 【16W】",19,2,2,4,0,0,4,null,0,0,2,4,12,30,27.36,76,27.36,76,"管球交換"]
[1275,42,null,5,null,"廊下","コーナー灯",null,"壁付け","間接照明",null,null,5000,null,"直管蛍光灯　FHF32EX 高出力形 【45W】",48,1,6,6,3,0,3,null,0,0,6,6,12,30,51.84,144,103.68,288,"管球交換"]
[1276,43,null,5,null,"廊下","コーナー灯",null,"壁付け","間接照明",null,null,5000,null,"直管蛍光灯　FHF32EX 高出力形 【45W】",48,1,35,35,13,0,22,null,0,0,35,35,12,30,380.16,1056,604.79999999999995,1680,"管球交換"]
[1277,43,null,5,null,"廊下","埋込形",null,"埋込",null,null,null,5000,"看板吊ってる","直管蛍光灯　FHF16EX 【16W】",19,2,2,4,0,0,4,null,0,0,2,4,12,30,27.36,76,27.36,76,"管球交換"]
[1278,44,null,5,null,"廊下","コーナー灯",null,"壁付け","間接照明",null,null,5000,null,"直管蛍光灯　FHF32EX 高出力形 【45W】",48,1,6,6,3,0,3,null,0,0,6,6,12,30,51.84,144,103.68,288,"管球交換"]
[1279,45,null,5,null,551,"埋込形","W220","埋込",null,"乳白カバー",null,5000,null,"直管蛍光灯　FHF32EX 【32W】",35,2,4,8,0,0,8,null,0,0,4,8,12,30,100.8,280,100.8,280,"管球交換"]
[1280,45,null,5,null,551,"ダウンライト","φ150","埋込",null,"乳白カバー",null,3000,null,"コンパクト形蛍光灯　FDL18EX 【18W】",21,1,2,2,0,0,2,null,0,0,2,2,12,30,15.12,42,15.12,42,"器具交換"]
[1281,45,null,5,null,551,"ブラケット",null,"壁付け",null,"乳白カバー",null,3000,null,"電球形蛍光灯　EFD15/12E (口金：E26) 【12W】",12,1,1,1,0,0,1,null,1,1,0,0,12,30,4.32,12,0,"","【対象外】"]
[{"$f":"IF(COUNTA(B1298:O1298)=0,\"\",ROW()-16)","v":1282},45,null,5,null,551,"ダウンライト","φ150","埋込","処置灯",null,null,3000,null,"ハロゲンランプ（棒状）　JD100V85W (口金：E11) 【85W】",85,1,2,{"$f":"IF(R1298=\"\",\"\",Q1298*R1298)","v":2},0,0,{"$f":"IF(S1298=\"\",\"\",S1298-T1298)","v":2},null,{"$f":"IF(O1298=\"\",\"\",IF(OR(AH1298=\"【対象外】\",AH1298=\"【LED済】\"),R1298,IF(Y1298>0,Y1298/Q1298,0)))","v":0},{"$f":"IF(O1298=\"\",\"\",IF(OR(AH1298=\"管球交換 【間引き対象外】\",AH1298=\"器具交換 【間引き対象外】\"),T1298,IF(OR(AH1298=\"【対象外】\",AH1298=\"【LED済】\"),S1298,0)))","v":0},{"$f":"IF(R1298=\"\",\"\",R1298-X1298)","v":2},{"$f":"IF(S1298=\"\",\"\",S1298-Y1298)","v":2},12,30,{"$f":"IF(O1298=\"\",\"\",IF(V1298=\"\",\"\",P1298*V1298*AB1298*AC1298/1000))","v":61.2},{"$f":"IF(O1298=\"\",\"\",IF(V1298=\"\",\"\",P1298*V1298))","v":170},{"$f":"IF(O1298=\"\",\"\",IF(AA1298=\"\",\"\",P1298*AA1298*AB1298*AC1298/1000))","v":61.2},{"$f":"IF(O1298=\"\",\"\",IF(AA1298=\"\",\"\",IF(AA1298=0,\"\",P1298*AA1298)))","v":170},"器具交換"]
[1283,46,null,5,null,552,"埋込形","W220","埋込",null,"乳白カバー",null,5000,null,"直管蛍光灯　FHF32EX 【32W】",35,2,2,4,0,0,4,null,0,0,2,4,12,30,50.4,140,50.4,140,"管球交換"]
[1284,46,null,5,null,552,"ダウンライト","φ150","埋込","処置灯",null,null,3000,null,"ハロゲンランプ（棒状）　JD100V85W (口金：E11) 【85W】",85,1,1,1,0,0,1,null,0,0,1,1,12,30,30.6,85,30.6,85,"器具交換"]
[1285,46,null,5,null,552,"ダウンライト","φ150","埋込",null,"乳白カバー",null,3000,null,"コンパクト形蛍光灯　FDL18EX 【18W】",21,1,1,1,0,0,1,null,0,0,1,1,12,30,7.56,21,7.56,21,"器具交換"]
[1286,46,null,5,null,552,"ブラケット",null,"壁付け",null,"乳白カバー",null,3000,null,"電球形蛍光灯　EFD15/12E (口金：E26) 【12W】",12,1,1,1,0,0,1,null,1,1,0,0,12,30,4.32,12,0,"","【対象外】"]
[1287,47,null,5,null,553,"埋込形","W220","埋込",null,"乳白カバー",null,5000,null,"直管蛍光灯　FHF32EX 【32W】",35,2,2,4,0,0,4,null,0,0,2,4,12,30,50.4,140,50.4,140,"管球交換"]
[1288,47,null,5,null,553,"ダウンライト","φ150","埋込","処置灯",null,null,3000,null,"ハロゲンランプ（棒状）　JD100V85W (口金：E11) 【85W】",85,1,1,1,0,0,1,null,0,0,1,1,12,30,30.6,85,30.6,85,"器具交換"]
[1289,47,null,5,null,553,"ダウンライト","φ150","埋込",null,"乳白カバー",null,3000,null,"コンパクト形蛍光灯　FDL18EX 【18W】",21,1,1,1,0,0,1,null,0,0,1,1,12,30,7.56,21,7.56,21,"器具交換"]
[1290,47,null,5,null,553,"ブラケット",null,"壁付け",null,"乳白カバー",null,3000,null,"電球形蛍光灯　EFD15/12E (口金：E26) 【12W】",12,1,1,1,0,0,1,null,1,1,0,0,12,30,4.32,12,0,"","【対象外】"]
[1291,48,null,5,null,554,"埋込形","W220","埋込",null,"乳白カバー",null,5000,null,"直管蛍光灯　FHF32EX 【32W】",35,2,2,4,0,0,4,null,0,0,2,4,12,30,50.4,140,50.4,140,"管球交換"]
[1292,48,null,5,null,554,"ダウンライト","φ150","埋込","処置灯",null,null,3000,null,"ハロゲンランプ（棒状）　JD100V85W (口金：E11) 【85W】",85,1,1,1,0,0,1,null,0,0,1,1,12,30,30.6,85,30.6,85,"器具交換"]
[1293,48,null,5,null,554,"ダウンライト","φ150","埋込",null,"乳白カバー",null,3000,null,"コンパクト形蛍光灯　FDL18EX 【18W】",21,1,1,1,0,0,1,null,0,0,1,1,12,30,7.56,21,7.56,21,"器具交換"]
[1294,48,null,5,null,554,"ブラケット",null,"壁付け",null,"乳白カバー",null,3000,null,"電球形蛍光灯　EFD15/12E (口金：E26) 【12W】",12,1,1,1,0,0,1,null,1,1,0,0,12,30,4.32,12,0,"","【対象外】"]
[1295,49,null,5,null,555,"埋込形","W220","埋込",null,"乳白カバー",null,5000,null,"直管蛍光灯　FHF32EX 【32W】",35,2,2,4,0,0,4,null,0,0,2,4,12,30,50.4,140,50.4,140,"管球交換"]
[1296,49,null,5,null,555,"ダウンライト","φ150","埋込","処置灯",null,null,3000,null,"ハロゲンランプ（棒状）　JD100V85W (口金：E11) 【85W】",85,1,1,1,0,0,1,null,0,0,1,1,12,30,30.6,85,30.6,85,"器具交換"]
[1297,49,null,5,null,555,"ダウンライト","φ150","埋込",null,"乳白カバー",null,3000,null,"コンパクト形蛍光灯　FDL18EX 【18W】",21,1,1,1,0,0,1,null,0,0,1,1,12,30,7.56,21,7.56,21,"器具交換"]
[1298,49,null,5,null,555,"ブラケット",null,"壁付け",null,"乳白カバー",null,3000,null,"電球形蛍光灯　EFD15/12E (口金：E26) 【12W】",12,1,1,1,0,0,1,null,1,1,0,0,12,30,4.32,12,0,"","【対象外】"]
[1299,50,null,5,null,556,"ダウンライト","φ150","埋込","処置灯","乳白カバー",null,3000,null,"ハロゲンランプ（棒状）　JD100V85W (口金：E11) 【85W】",85,1,1,1,0,0,1,null,0,0,1,1,12,30,30.6,85,30.6,85,"器具交換"]
[1300,50,null,5,null,556,"ダウンライト","φ150","埋込",null,"乳白カバー",null,3000,null,"コンパクト形蛍光灯　FDL18EX 【18W】",21,1,2,2,0,0,2,null,0,0,2,2,12,30,15.12,42,15.12,42,"器具交換"]
[1301,50,null,5,null,556,"ブラケット",null,"壁付け",null,"乳白カバー",null,3000,null,"電球形蛍光灯　EFD15/12E (口金：E26) 【12W】",12,1,1,1,0,0,1,null,1,1,0,0,12,30,4.32,12,0,"","【対象外】"]
[1302,50,null,5,null,556,"ダウンライト","φ150","埋込",null,null,null,3000,null,"【管球LED済】",0,1,1,1,0,0,1,{"$f":"V1318","v":1},1,1,0,0,12,30,0,0,0,"","【LED済】"]
[1303,50,null,5,null,556,"ベッド灯",null,"壁付け",null,"乳白カバー",null,3000,"同一器具","FPL55+FPL18+ナツメ球",84,1,1,1,0,0,1,null,0,0,1,1,12,30,30.24,84,30.24,84,"器具交換"]
[1304,50,null,5,null,556,"ベッド灯",null,"壁付け",null,"乳白カバー",null,3000,"同一器具","コンパクト形蛍光灯　FPL18EX 【18W】",21,1,1,1,0,0,1,null,1,1,0,0,12,30,7.56,21,0,"","【対象外】"]
[1305,50,null,5,null,556,"ベッド灯",null,"壁付け",null,"乳白カバー",null,3000,"同一器具","ナツメ球　5W　(口金 ： E12) 【5W】",5,1,1,1,0,0,1,null,1,1,0,0,12,30,1.8,5,0,"","【対象外】"]
[1306,51,null,5,null,557,"ダウンライト","φ150","埋込",null,null,null,3000,null,"【管球LED済】",0,1,1,1,0,0,1,{"$f":"V1322","v":1},1,1,0,0,12,30,0,0,0,"","【LED済】"]
[1307,51,null,5,null,557,"ダウンライト","φ150","埋込","処置灯","乳白カバー",null,3000,null,"ハロゲンランプ（棒状）　JD100V85W (口金：E11) 【85W】",85,1,1,1,0,0,1,null,0,0,1,1,12,30,30.6,85,30.6,85,"器具交換"]
[1308,51,null,5,null,557,"ダウンライト","φ150","埋込",null,"乳白カバー",null,3000,null,"コンパクト形蛍光灯　FDL18EX 【18W】",21,1,2,2,0,0,2,null,0,0,2,2,12,30,15.12,42,15.12,42,"器具交換"]
[1309,51,null,5,null,557,"ブラケット",null,"壁付け",null,"乳白カバー",null,3000,null,"電球形蛍光灯　EFD15/12E (口金：E26) 【12W】",12,1,1,1,0,0,1,null,1,1,0,0,12,30,4.32,12,0,"","【対象外】"]
[1310,51,null,5,null,557,"ベッド灯",null,"壁付け",null,"乳白カバー",null,3000,"同一器具","FPL55+FPL18+ナツメ球",84,1,1,1,0,0,1,null,0,0,1,1,12,30,30.24,84,30.24,84,"器具交換"]
[1311,51,null,5,null,557,"ベッド灯",null,"壁付け",null,"乳白カバー",null,3000,"同一器具","コンパクト形蛍光灯　FPL18EX 【18W】",21,1,1,1,0,0,1,null,1,1,0,0,12,30,7.56,21,0,"","【対象外】"]
[1312,51,null,5,null,557,"ベッド灯",null,"壁付け",null,"乳白カバー",null,3000,"同一器具","ナツメ球　5W　(口金 ： E12) 【5W】",5,1,1,1,0,0,1,null,1,1,0,0,12,30,1.8,5,0,"","【対象外】"]
[1313,52,null,5,null,558,"ダウンライト","φ150","埋込","処置灯","乳白カバー",null,3000,null,"ハロゲンランプ（棒状）　JD100V85W (口金：E11) 【85W】",85,1,1,1,0,0,1,null,0,0,1,1,12,30,30.6,85,30.6,85,"器具交換"]
[1314,52,null,5,null,558,"ダウンライト","φ150","埋込",null,"乳白カバー",null,3000,null,"コンパクト形蛍光灯　FDL18EX 【18W】",21,1,2,2,0,0,2,null,0,0,2,2,12,30,15.12,42,15.12,42,"器具交換"]
[1315,52,null,5,null,558,"ブラケット",null,"壁付け",null,"乳白カバー",null,3000,null,"電球形蛍光灯　EFD15/12E (口金：E26) 【12W】",12,1,1,1,0,0,1,null,1,1,0,0,12,30,4.32,12,0,"","【対象外】"]
[1316,52,null,5,null,558,"ダウンライト","φ150","埋込",null,null,null,3000,null,"【管球LED済】",0,1,1,1,0,0,1,{"$f":"V1332","v":1},1,1,0,0,12,30,0,0,0,"","【LED済】"]
[1317,52,null,5,null,558,"ベッド灯",null,"壁付け",null,"乳白カバー",null,3000,"同一器具","FPL55+FPL18+ナツメ球",84,1,1,1,0,0,1,null,0,0,1,1,12,30,30.24,84,30.24,84,"器具交換"]
[1318,52,null,5,null,558,"ベッド灯",null,"壁付け",null,"乳白カバー",null,3000,"同一器具","コンパクト形蛍光灯　FPL18EX 【18W】",21,1,1,1,0,0,1,null,1,1,0,0,12,30,7.56,21,0,"","【対象外】"]
[1319,52,null,5,null,558,"ベッド灯",null,"壁付け",null,"乳白カバー",null,3000,"同一器具","ナツメ球　5W　(口金 ： E12) 【5W】",5,1,1,1,0,0,1,null,1,1,0,0,12,30,1.8,5,0,"","【対象外】"]
[1320,53,null,5,null,559,"ダウンライト","φ150","埋込","処置灯","乳白カバー",null,3000,null,"ハロゲンランプ（棒状）　JD100V85W (口金：E11) 【85W】",85,1,1,1,0,0,1,null,0,0,1,1,12,30,30.6,85,30.6,85,"器具交換"]
[1321,53,null,5,null,559,"ダウンライト","φ150","埋込",null,"乳白カバー",null,3000,null,"コンパクト形蛍光灯　FDL18EX 【18W】",21,1,2,2,0,0,2,null,0,0,2,2,12,30,15.12,42,15.12,42,"器具交換"]
[1322,53,null,5,null,559,"ブラケット",null,"壁付け",null,"乳白カバー",null,3000,null,"電球形蛍光灯　EFD15/12E (口金：E26) 【12W】",12,1,1,1,0,0,1,null,1,1,0,0,12,30,4.32,12,0,"","【対象外】"]
[1323,53,null,5,null,559,"ダウンライト","φ150","埋込",null,null,null,3000,null,"【管球LED済】",0,1,1,1,0,0,1,{"$f":"V1339","v":1},1,1,0,0,12,30,0,0,0,"","【LED済】"]
[1324,53,null,5,null,559,"ベッド灯",null,"壁付け",null,"乳白カバー",null,3000,"同一器具","FPL55+FPL18+ナツメ球",84,1,1,1,0,0,1,null,0,0,1,1,12,30,30.24,84,30.24,84,"器具交換"]
[1325,53,null,5,null,559,"ベッド灯",null,"壁付け",null,"乳白カバー",null,3000,"同一器具","コンパクト形蛍光灯　FPL18EX 【18W】",21,1,1,1,0,0,1,null,1,1,0,0,12,30,7.56,21,0,"","【対象外】"]
[1326,53,null,5,null,559,"ベッド灯",null,"壁付け",null,"乳白カバー",null,3000,"同一器具","ナツメ球　5W　(口金 ： E12) 【5W】",5,1,1,1,0,0,1,null,1,1,0,0,12,30,1.8,5,0,"","【対象外】"]
[1327,54,null,5,null,560,"ダウンライト","φ150","埋込","処置灯","乳白カバー",null,3000,null,"ハロゲンランプ（棒状）　JD100V85W (口金：E11) 【85W】",85,1,1,1,0,0,1,null,0,0,1,1,12,30,30.6,85,30.6,85,"器具交換"]
[1328,54,null,5,null,560,"ダウンライト","φ150","埋込",null,"乳白カバー",null,3000,null,"コンパクト形蛍光灯　FDL18EX 【18W】",21,1,1,1,0,0,1,null,0,0,1,1,12,30,7.56,21,7.56,21,"器具交換"]
[1329,54,null,5,null,560,"ブラケット",null,"壁付け",null,"乳白カバー",null,3000,null,"電球形蛍光灯　EFD15/12E (口金：E26) 【12W】",12,1,1,1,0,0,1,null,1,1,0,0,12,30,4.32,12,0,"","【対象外】"]
[1330,54,null,5,null,560,"ブラケット",null,"壁付け",null,"防水カバー",null,3000,null,"ホワイト電球　LW100/110V40W (口金：E26) 【40W】",40,1,1,1,0,0,1,null,1,1,0,0,12,30,14.4,40,0,"","【対象外】"]
[1331,54,null,5,null,560,"ベッド灯",null,"壁付け",null,"乳白カバー",null,3000,"同一器具","FPL55+FPL18+ナツメ球",84,1,1,1,0,0,1,null,0,0,1,1,12,30,30.24,84,30.24,84,"器具交換"]
[1332,54,null,5,null,560,"ベッド灯",null,"壁付け",null,"乳白カバー",null,3000,"同一器具","コンパクト形蛍光灯　FPL18EX 【18W】",21,1,1,1,0,0,1,null,1,1,0,0,12,30,7.56,21,0,"","【対象外】"]
[1333,54,null,5,null,560,"ベッド灯",null,"壁付け",null,"乳白カバー",null,3000,"同一器具","ナツメ球　5W　(口金 ： E12) 【5W】",5,1,1,1,0,0,1,null,1,1,0,0,12,30,1.8,5,0,"","【対象外】"]
[1334,54,null,5,null,560,"ダウンライト","φ150","埋込",null,null,null,3000,null,"ボール電球　GC100/110V40W (口金：E26) 【40W】",40,1,2,2,0,0,2,null,2,2,0,0,12,30,28.8,80,0,"","【対象外】"]
[1335,54,null,5,null,560,"丸形シーリング",null,"天付け",null,null,null,3000,"HA9661FEP","二重環形蛍光灯　FHD100E 【97W】",100,1,1,1,0,0,1,null,0,0,1,1,12,30,36,100,36,100,"器具交換"]
[1336,54,null,5,null,560,"ダウンライト","φ150","埋込",null,null,null,3000,null,"【管球LED済】",0,1,1,1,0,0,1,{"$f":"V1352","v":1},1,1,0,0,12,30,0,0,0,"","【LED済】"]
[1337,54,null,5,null,560,"流し元灯",null,"天付け",null,null,null,5000,null,"直管蛍光灯　FL15 【15W】",18,1,1,1,0,0,1,null,0,0,1,1,12,30,6.48,18,6.48,18,"管球交換"]
[1338,55,null,5,null,561,"ベッド灯",null,"壁付け",null,"乳白カバー",null,3000,"同一器具","FPL55+FPL18+ナツメ球",84,1,1,1,0,0,1,null,0,0,1,1,12,30,30.24,84,30.24,84,"器具交換"]
[1339,55,null,5,null,561,"ベッド灯",null,"壁付け",null,"乳白カバー",null,3000,"同一器具","コンパクト形蛍光灯　FPL18EX 【18W】",21,1,1,1,0,0,1,null,1,1,0,0,12,30,7.56,21,0,"","【対象外】"]
[1340,55,null,5,null,561,"ベッド灯",null,"壁付け",null,"乳白カバー",null,3000,"同一器具","ナツメ球　5W　(口金 ： E12) 【5W】",5,1,1,1,0,0,1,null,1,1,0,0,12,30,1.8,5,0,"","【対象外】"]
[1341,55,null,5,null,561,"ダウンライト","φ150","埋込","処置灯","乳白カバー",null,3000,null,"ハロゲンランプ（棒状）　JD100V85W (口金：E11) 【85W】",85,1,1,1,0,0,1,null,0,0,1,1,12,30,30.6,85,30.6,85,"器具交換"]
[1342,55,null,5,null,561,"ダウンライト","φ150","埋込",null,"乳白カバー",null,3000,null,"コンパクト形蛍光灯　FDL18EX 【18W】",21,1,1,1,0,0,1,null,0,0,1,1,12,30,7.56,21,7.56,21,"器具交換"]
[1343,55,null,5,null,561,"ブラケット",null,"壁付け",null,"乳白カバー",null,3000,null,"電球形蛍光灯　EFD15/12E (口金：E26) 【12W】",12,1,1,1,0,0,1,null,1,1,0,0,12,30,4.32,12,0,"","【対象外】"]
[1344,55,null,5,null,561,"ブラケット",null,"壁付け",null,"防水カバー",null,3000,null,"【管球LED済】",0,1,2,2,0,0,2,{"$f":"V1360","v":2},2,2,0,0,12,30,0,0,0,"","【LED済】"]
[1345,56,null,5,null,562,"ダウンライト","φ150","埋込","処置灯","乳白カバー",null,3000,null,"ハロゲンランプ（棒状）　JD100V85W (口金：E11) 【85W】",85,1,1,1,0,0,1,null,0,0,1,1,12,30,30.6,85,30.6,85,"器具交換"]
[{"$f":"IF(COUNTA(B1362:O1362)=0,\"\",ROW()-16)","v":1346},56,null,5,null,562,"ダウンライト","φ150","埋込",null,"乳白カバー",null,3000,null,"コンパクト形蛍光灯　FDL18EX 【18W】",21,1,1,{"$f":"IF(R1362=\"\",\"\",Q1362*R1362)","v":1},0,0,{"$f":"IF(S1362=\"\",\"\",S1362-T1362)","v":1},null,{"$f":"IF(O1362=\"\",\"\",IF(OR(AH1362=\"【対象外】\",AH1362=\"【LED済】\"),R1362,IF(Y1362>0,Y1362/Q1362,0)))","v":0},{"$f":"IF(O1362=\"\",\"\",IF(OR(AH1362=\"管球交換 【間引き対象外】\",AH1362=\"器具交換 【間引き対象外】\"),T1362,IF(OR(AH1362=\"【対象外】\",AH1362=\"【LED済】\"),S1362,0)))","v":0},{"$f":"IF(R1362=\"\",\"\",R1362-X1362)","v":1},{"$f":"IF(S1362=\"\",\"\",S1362-Y1362)","v":1},12,30,{"$f":"IF(O1362=\"\",\"\",IF(V1362=\"\",\"\",P1362*V1362*AB1362*AC1362/1000))","v":7.56},{"$f":"IF(O1362=\"\",\"\",IF(V1362=\"\",\"\",P1362*V1362))","v":21},{"$f":"IF(O1362=\"\",\"\",IF(AA1362=\"\",\"\",P1362*AA1362*AB1362*AC1362/1000))","v":7.56},{"$f":"IF(O1362=\"\",\"\",IF(AA1362=\"\",\"\",IF(AA1362=0,\"\",P1362*AA1362)))","v":21},"器具交換"]
[1347,56,null,5,null,562,"ブラケット",null,"壁付け",null,"乳白カバー",null,3000,null,"電球形蛍光灯　EFD15/12E (口金：E26) 【12W】",12,1,1,1,0,0,1,null,1,1,0,0,12,30,4.32,12,0,"","【対象外】"]
[1348,56,null,5,null,562,"ブラケット",null,"壁付け",null,"防水カバー",null,3000,null,"【管球LED済】",0,1,2,2,0,0,2,{"$f":"V1364","v":2},2,2,0,0,12,30,0,0,0,"","【LED済】"]
[1349,56,null,5,null,562,"ベッド灯",null,"壁付け",null,"乳白カバー",null,3000,"同一器具","FPL55+FPL18+ナツメ球",84,1,1,1,0,0,1,null,0,0,1,1,12,30,30.24,84,30.24,84,"器具交換"]
[1350,56,null,5,null,562,"ベッド灯",null,"壁付け",null,"乳白カバー",null,3000,"同一器具","コンパクト形蛍光灯　FPL18EX 【18W】",21,1,1,1,0,0,1,null,1,1,0,0,12,30,7.56,21,0,"","【対象外】"]
[1351,56,null,5,null,562,"ベッド灯",null,"壁付け",null,"乳白カバー",null,3000,"同一器具","ナツメ球　5W　(口金 ： E12) 【5W】",5,1,1,1,0,0,1,null,1,1,0,0,12,30,1.8,5,0,"","【対象外】"]
[1352,57,null,5,null,563,"ダウンライト","φ150","埋込","処置灯","乳白カバー",null,3000,null,"ハロゲンランプ（棒状）　JD100V85W (口金：E11) 【85W】",85,1,4,4,0,0,4,null,0,0,4,4,12,30,122.4,340,122.4,340,"器具交換"]
[1353,57,null,5,null,563,"ダウンライト","φ150","埋込",null,"乳白カバー",null,3000,null,"コンパクト形蛍光灯　FDL18EX 【18W】",21,1,1,1,0,0,1,null,0,0,1,1,12,30,7.56,21,7.56,21,"器具交換"]
[1354,57,null,5,null,563,"ブラケット",null,"壁付け",null,"乳白カバー",null,3000,null,"電球形蛍光灯　EFD15/12E (口金：E26) 【12W】",12,1,1,1,0,0,1,null,1,1,0,0,12,30,4.32,12,0,"","【対象外】"]
[1355,57,null,5,null,563,"ベッド灯",null,"壁付け",null,"乳白カバー",null,3000,"同一器具","FPL55+FPL18+ナツメ球",84,1,4,4,0,0,4,null,0,0,4,4,12,30,120.96,336,120.96,336,"器具交換"]
[1356,57,null,5,null,563,"ベッド灯",null,"壁付け",null,"乳白カバー",null,3000,"同一器具","コンパクト形蛍光灯　FPL18EX 【18W】",21,1,4,4,0,0,4,null,4,4,0,0,12,30,30.24,84,0,"","【対象外】"]
[1357,57,null,5,null,563,"ベッド灯",null,"壁付け",null,"乳白カバー",null,3000,"同一器具","ナツメ球　5W　(口金 ： E12) 【5W】",5,1,4,4,0,0,4,null,4,4,0,0,12,30,7.2,20,0,"","【対象外】"]
[1358,57,null,5,null,563,"ダウンライト","φ150","埋込",null,null,null,3000,null,"ボール電球　GC100/110V40W (口金：E26) 【40W】",40,1,1,1,0,0,1,null,1,1,0,0,12,30,14.4,40,0,"","【対象外】"]
[1359,58,null,5,null,564,"ダウンライト","φ150","埋込","処置灯","乳白カバー",null,3000,null,"ハロゲンランプ（棒状）　JD100V85W (口金：E11) 【85W】",85,1,4,4,0,0,4,null,0,0,4,4,12,30,122.4,340,122.4,340,"器具交換"]
[1360,58,null,5,null,564,"ダウンライト","φ150","埋込",null,"乳白カバー",null,3000,null,"コンパクト形蛍光灯　FDL18EX 【18W】",21,1,1,1,0,0,1,null,0,0,1,1,12,30,7.56,21,7.56,21,"器具交換"]
[1361,58,null,5,null,564,"ブラケット",null,"壁付け",null,"乳白カバー",null,3000,null,"電球形蛍光灯　EFD15/12E (口金：E26) 【12W】",12,1,1,1,0,0,1,null,1,1,0,0,12,30,4.32,12,0,"","【対象外】"]
[1362,58,null,5,null,564,"ベッド灯",null,"壁付け",null,"乳白カバー",null,3000,"同一器具","FPL55+FPL18+ナツメ球",84,1,4,4,0,0,4,null,0,0,4,4,12,30,120.96,336,120.96,336,"器具交換"]
[1363,58,null,5,null,564,"ベッド灯",null,"壁付け",null,"乳白カバー",null,3000,"同一器具","コンパクト形蛍光灯　FPL18EX 【18W】",21,1,4,4,0,0,4,null,4,4,0,0,12,30,30.24,84,0,"","【対象外】"]
[1364,58,null,5,null,564,"ベッド灯",null,"壁付け",null,"乳白カバー",null,3000,"同一器具","ナツメ球　5W　(口金 ： E12) 【5W】",5,1,4,4,0,0,4,null,4,4,0,0,12,30,7.2,20,0,"","【対象外】"]
[1365,58,null,5,null,564,"ダウンライト","φ150","埋込",null,null,null,3000,null,"ボール電球　GC100/110V40W (口金：E26) 【40W】",40,1,1,1,0,0,1,null,1,1,0,0,12,30,14.4,40,0,"","【対象外】"]
[1366,59,null,5,null,565,"ダウンライト","φ150","埋込","処置灯","乳白カバー",null,3000,null,"ハロゲンランプ（棒状）　JD100V85W (口金：E11) 【85W】",85,1,4,4,0,0,4,null,0,0,4,4,12,30,122.4,340,122.4,340,"器具交換"]
[1367,59,null,5,null,565,"ダウンライト","φ150","埋込",null,"乳白カバー",null,3000,null,"コンパクト形蛍光灯　FDL18EX 【18W】",21,1,1,1,0,0,1,null,0,0,1,1,12,30,7.56,21,7.56,21,"器具交換"]
[1368,59,null,5,null,565,"ブラケット",null,"壁付け",null,"乳白カバー",null,3000,null,"電球形蛍光灯　EFD15/12E (口金：E26) 【12W】",12,1,1,1,0,0,1,null,1,1,0,0,12,30,4.32,12,0,"","【対象外】"]
[1369,59,null,5,null,565,"ベッド灯",null,"壁付け",null,"乳白カバー",null,3000,"同一器具","FPL55+FPL18+ナツメ球",84,1,4,4,0,0,4,null,0,0,4,4,12,30,120.96,336,120.96,336,"器具交換"]
[1370,59,null,5,null,565,"ベッド灯",null,"壁付け",null,"乳白カバー",null,3000,"同一器具","コンパクト形蛍光灯　FPL18EX 【18W】",21,1,4,4,0,0,4,null,4,4,0,0,12,30,30.24,84,0,"","【対象外】"]
[1371,59,null,5,null,565,"ベッド灯",null,"壁付け",null,"乳白カバー",null,3000,"同一器具","ナツメ球　5W　(口金 ： E12) 【5W】",5,1,4,4,0,0,4,null,4,4,0,0,12,30,7.2,20,0,"","【対象外】"]
[1372,59,null,5,null,565,"ダウンライト","φ150","埋込",null,null,null,3000,null,"ボール電球　GC100/110V40W (口金：E26) 【40W】",40,1,1,1,0,0,1,null,1,1,0,0,12,30,14.4,40,0,"","【対象外】"]
[1373,60,null,5,null,566,"ダウンライト","φ150","埋込","処置灯","乳白カバー",null,3000,null,"ハロゲンランプ（棒状）　JD100V85W (口金：E11) 【85W】",85,1,4,4,0,0,4,null,0,0,4,4,12,30,122.4,340,122.4,340,"器具交換"]
[1374,60,null,5,null,566,"ダウンライト","φ150","埋込",null,"乳白カバー",null,3000,null,"コンパクト形蛍光灯　FDL18EX 【18W】",21,1,1,1,0,0,1,null,0,0,1,1,12,30,7.56,21,7.56,21,"器具交換"]
[1375,60,null,5,null,566,"ブラケット",null,"壁付け",null,"乳白カバー",null,3000,null,"電球形蛍光灯　EFD15/12E (口金：E26) 【12W】",12,1,1,1,0,0,1,null,1,1,0,0,12,30,4.32,12,0,"","【対象外】"]
[1376,60,null,5,null,566,"ベッド灯",null,"壁付け",null,"乳白カバー",null,3000,"同一器具","FPL55+FPL18+ナツメ球",84,1,4,4,0,0,4,null,0,0,4,4,12,30,120.96,336,120.96,336,"器具交換"]
[1377,60,null,5,null,566,"ベッド灯",null,"壁付け",null,"乳白カバー",null,3000,"同一器具","コンパクト形蛍光灯　FPL18EX 【18W】",21,1,4,4,0,0,4,null,4,4,0,0,12,30,30.24,84,0,"","【対象外】"]
[1378,60,null,5,null,566,"ベッド灯",null,"壁付け",null,"乳白カバー",null,3000,"同一器具","ナツメ球　5W　(口金 ： E12) 【5W】",5,1,4,4,0,0,4,null,4,4,0,0,12,30,7.2,20,0,"","【対象外】"]
[1379,61,null,5,null,567,"ダウンライト","φ150","埋込","処置灯","乳白カバー",null,3000,null,"ハロゲンランプ（棒状）　JD100V85W (口金：E11) 【85W】",85,1,4,4,0,0,4,null,0,0,4,4,12,30,122.4,340,122.4,340,"器具交換"]
[1380,61,null,5,null,567,"ダウンライト","φ150","埋込",null,"乳白カバー",null,3000,null,"コンパクト形蛍光灯　FDL18EX 【18W】",21,1,1,1,0,0,1,null,0,0,1,1,12,30,7.56,21,7.56,21,"器具交換"]
[1381,61,null,5,null,567,"ブラケット",null,"壁付け",null,"乳白カバー",null,3000,null,"電球形蛍光灯　EFD15/12E (口金：E26) 【12W】",12,1,1,1,0,0,1,null,1,1,0,0,12,30,4.32,12,0,"","【対象外】"]
[1382,61,null,5,null,567,"ベッド灯",null,"壁付け",null,"乳白カバー",null,3000,"同一器具","FPL55+FPL18+ナツメ球",84,1,4,4,0,0,4,null,0,0,4,4,12,30,120.96,336,120.96,336,"器具交換"]
[1383,61,null,5,null,567,"ベッド灯",null,"壁付け",null,"乳白カバー",null,3000,"同一器具","コンパクト形蛍光灯　FPL18EX 【18W】",21,1,4,4,0,0,4,null,4,4,0,0,12,30,30.24,84,0,"","【対象外】"]
[1384,61,null,5,null,567,"ベッド灯",null,"壁付け",null,"乳白カバー",null,3000,"同一器具","ナツメ球　5W　(口金 ： E12) 【5W】",5,1,4,4,0,0,4,null,4,4,0,0,12,30,7.2,20,0,"","【対象外】"]
[1385,62,null,5,null,568,"ダウンライト","φ150","埋込","処置灯","乳白カバー",null,3000,null,"ハロゲンランプ（棒状）　JD100V85W (口金：E11) 【85W】",85,1,4,4,0,0,4,null,0,0,4,4,12,30,122.4,340,122.4,340,"器具交換"]
[1386,62,null,5,null,568,"ダウンライト","φ150","埋込",null,"乳白カバー",null,3000,null,"コンパクト形蛍光灯　FDL18EX 【18W】",21,1,1,1,0,0,1,null,0,0,1,1,12,30,7.56,21,7.56,21,"器具交換"]
[1387,62,null,5,null,568,"ブラケット",null,"壁付け",null,"乳白カバー",null,3000,null,"電球形蛍光灯　EFD15/12E (口金：E26) 【12W】",12,1,1,1,0,0,1,null,1,1,0,0,12,30,4.32,12,0,"","【対象外】"]
[1388,62,null,5,null,568,"ベッド灯",null,"壁付け",null,"乳白カバー",null,3000,"同一器具","FPL55+FPL18+ナツメ球",84,1,4,4,0,0,4,null,0,0,4,4,12,30,120.96,336,120.96,336,"器具交換"]
[1389,62,null,5,null,568,"ベッド灯",null,"壁付け",null,"乳白カバー",null,3000,"同一器具","コンパクト形蛍光灯　FPL18EX 【18W】",21,1,4,4,0,0,4,null,4,4,0,0,12,30,30.24,84,0,"","【対象外】"]
[1390,62,null,5,null,568,"ベッド灯",null,"壁付け",null,"乳白カバー",null,3000,"同一器具","ナツメ球　5W　(口金 ： E12) 【5W】",5,1,4,4,0,0,4,null,4,4,0,0,12,30,7.2,20,0,"","【対象外】"]
[1391,63,null,5,null,"SCU","ダウンライト","φ150","埋込","処置灯","乳白カバー",null,3000,null,"ハロゲンランプ（棒状）　JD100V85W (口金：E11) 【85W】",85,1,4,4,0,0,4,null,0,0,4,4,12,30,122.4,340,122.4,340,"器具交換"]
[1392,63,null,5,null,"SCU","ダウンライト","φ150","埋込",null,"乳白カバー",null,3000,null,"コンパクト形蛍光灯　FDL18EX 【18W】",21,1,1,1,0,0,1,null,0,0,1,1,12,30,7.56,21,7.56,21,"器具交換"]
[1393,63,null,5,null,"SCU","ブラケット",null,"壁付け",null,"乳白カバー",null,3000,null,"電球形蛍光灯　EFD15/12E (口金：E26) 【12W】",12,1,1,1,0,0,1,null,1,1,0,0,12,30,4.32,12,0,"","【対象外】"]
[1394,63,null,5,null,"SCU","ベッド灯",null,"壁付け",null,"乳白カバー",null,3000,"同一器具","FPL55+FPL18+ナツメ球",84,1,4,4,0,0,4,null,0,0,4,4,12,30,120.96,336,120.96,336,"器具交換"]
[1395,63,null,5,null,"SCU","ベッド灯",null,"壁付け",null,"乳白カバー",null,3000,"同一器具","コンパクト形蛍光灯　FPL18EX 【18W】",21,1,4,4,0,0,4,null,4,4,0,0,12,30,30.24,84,0,"","【対象外】"]
[1396,63,null,5,null,"SCU","ベッド灯",null,"壁付け",null,"乳白カバー",null,3000,"同一器具","ナツメ球　5W　(口金 ： E12) 【5W】",5,1,4,4,0,0,4,null,4,4,0,0,12,30,7.2,20,0,"","【対象外】"]
[1397,64,null,5,null,"SCU2","ベッド灯",null,"壁付け",null,"乳白カバー",null,3000,"同一器具","【器具LED済】",0,1,4,4,0,0,4,{"$f":"V1413","v":4},4,4,0,0,12,30,0,0,0,"","【LED済】"]
[1398,64,null,5,null,"SCU2","ダウンライト","φ150","埋込","処置灯","乳白カバー",null,3000,null,"ハロゲンランプ（棒状）　JD100V85W (口金：E11) 【85W】",85,1,4,4,0,0,4,null,0,0,4,4,12,30,122.4,340,122.4,340,"器具交換"]
[1399,64,null,5,null,"SCU2","ダウンライト","φ150","埋込",null,"乳白カバー",null,3000,null,"コンパクト形蛍光灯　FDL18EX 【18W】",21,1,1,1,0,0,1,null,0,0,1,1,12,30,7.56,21,7.56,21,"器具交換"]
[1400,64,null,5,null,"SCU2","ブラケット",null,"壁付け",null,"乳白カバー",null,3000,null,"電球形蛍光灯　EFD15/12E (口金：E26) 【12W】",12,1,1,1,0,0,1,null,1,1,0,0,12,30,4.32,12,0,"","【対象外】"]
[1401,64,null,5,null,"SCU2","ベッド灯",null,"壁付け",null,"乳白カバー",null,3000,"同一器具","【器具LED済】",0,1,4,4,0,0,4,{"$f":"V1417","v":4},4,4,0,0,12,30,0,0,0,"","【LED済】"]
[1402,64,null,5,null,"SCU2","ベッド灯",null,"壁付け",null,"乳白カバー",null,3000,"同一器具","【器具LED済】",0,1,4,4,0,0,4,4,4,4,0,0,12,30,0,0,0,"","【LED済】"]
[1403,64,null,5,null,"SCU2","ダウンライト","φ150","埋込",null,null,null,3000,null,"ボール電球　GC100/110V40W (口金：E26) 【40W】",40,1,1,1,0,0,1,null,1,1,0,0,12,30,14.4,40,0,"","【対象外】"]
[1404,65,null,5,null,"SCU3","ダウンライト","φ150","埋込","処置灯","乳白カバー",null,3000,null,"ハロゲンランプ（棒状）　JD100V85W (口金：E11) 【85W】",85,1,4,4,0,0,4,null,0,0,4,4,12,30,122.4,340,122.4,340,"器具交換"]
[1405,65,null,5,null,"SCU3","ダウンライト","φ150","埋込",null,"乳白カバー",null,3000,null,"コンパクト形蛍光灯　FDL18EX 【18W】",21,1,1,1,0,0,1,null,0,0,1,1,12,30,7.56,21,7.56,21,"器具交換"]
[1406,65,null,5,null,"SCU3","ブラケット",null,"壁付け",null,"乳白カバー",null,3000,null,"電球形蛍光灯　EFD15/12E (口金：E26) 【12W】",12,1,1,1,0,0,1,null,1,1,0,0,12,30,4.32,12,0,"","【対象外】"]
[1407,65,null,5,null,"SCU3","ベッド灯",null,"壁付け",null,"乳白カバー",null,3000,"同一器具","FPL55+FPL18+ナツメ球",84,1,4,4,0,0,4,null,0,0,4,4,12,30,120.96,336,120.96,336,"器具交換"]
[1408,65,null,5,null,"SCU3","ベッド灯",null,"壁付け",null,"乳白カバー",null,3000,"同一器具","コンパクト形蛍光灯　FPL18EX 【18W】",21,1,4,4,0,0,4,null,4,4,0,0,12,30,30.24,84,0,"","【対象外】"]
[1409,65,null,5,null,"SCU3","ベッド灯",null,"壁付け",null,"乳白カバー",null,3000,"同一器具","ナツメ球　5W　(口金 ： E12) 【5W】",5,1,4,4,0,0,4,null,4,4,0,0,12,30,7.2,20,0,"","【対象外】"]
[{"$f":"IF(COUNTA(B1426:O1426)=0,\"\",ROW()-16)","v":1410},66,null,5,null,"スタッフステーション","スクエア","□900","埋込",null,"乳白カバー",null,5000,null,"コンパクト形蛍光灯　FPR96EX 【96W】",100,4,6,{"$f":"IF(R1426=\"\",\"\",Q1426*R1426)","v":24},0,0,{"$f":"IF(S1426=\"\",\"\",S1426-T1426)","v":24},null,{"$f":"IF(O1426=\"\",\"\",IF(OR(AH1426=\"【対象外】\",AH1426=\"【LED済】\"),R1426,IF(Y1426>0,Y1426/Q1426,0)))","v":0},{"$f":"IF(O1426=\"\",\"\",IF(OR(AH1426=\"管球交換 【間引き対象外】\",AH1426=\"器具交換 【間引き対象外】\"),T1426,IF(OR(AH1426=\"【対象外】\",AH1426=\"【LED済】\"),S1426,0)))","v":0},{"$f":"IF(R1426=\"\",\"\",R1426-X1426)","v":6},{"$f":"IF(S1426=\"\",\"\",S1426-Y1426)","v":24},12,30,{"$f":"IF(O1426=\"\",\"\",IF(V1426=\"\",\"\",P1426*V1426*AB1426*AC1426/1000))","v":864},{"$f":"IF(O1426=\"\",\"\",IF(V1426=\"\",\"\",P1426*V1426))","v":2400},{"$f":"IF(O1426=\"\",\"\",IF(AA1426=\"\",\"\",P1426*AA1426*AB1426*AC1426/1000))","v":864},{"$f":"IF(O1426=\"\",\"\",IF(AA1426=\"\",\"\",IF(AA1426=0,\"\",P1426*AA1426)))","v":2400},"管球交換"]
[1411,66,null,5,null,"スタッフステーション","ダウンライト","φ150","埋込",null,null,null,5000,null,"コンパクト形蛍光灯　FDL18EX 【18W】",21,1,5,5,0,0,5,null,0,0,5,5,12,30,37.799999999999997,105,37.799999999999997,105,"器具交換"]
[1412,67,null,5,null,"処置室","埋込形","W150","埋込",null,null,null,5000,null,"直管蛍光灯　FHF32EX 高出力形 【45W】",48,1,2,2,0,0,2,null,0,0,2,2,12,30,34.56,96,34.56,96,"管球交換"]
[1413,68,null,5,null,"倉庫1","逆富士形","W120","天付け",null,null,null,5000,null,"直管蛍光灯　FHF32EX 高出力形 【45W】",48,1,1,1,0,0,1,null,0,0,1,1,12,30,17.28,48,17.28,48,"管球交換"]
[1414,69,null,5,null,"休憩室","埋込形","W150","埋込",null,null,null,5000,null,"直管蛍光灯　FHF32EX 高出力形 【45W】",48,1,2,2,0,0,2,null,0,0,2,2,12,30,34.56,96,34.56,96,"管球交換"]
[1415,69,null,5,null,"休憩室","流し元灯",null,"壁付け",null,"プルスイッチ",null,5000,"不使用","直管蛍光灯　FL20S 【20W】",23,1,1,1,0,0,1,null,0,0,1,1,12,30,8.2799999999999994,23,8.2799999999999994,23,"管球交換"]
[1416,70,null,5,null,"清潔リネン室","逆富士形","W120","天付け",null,null,null,5000,null,"直管蛍光灯　FHF32EX 高出力形 【45W】",48,1,1,1,0,0,1,null,0,0,1,1,12,30,17.28,48,17.28,48,"管球交換"]
[1417,71,null,5,null,"トイレ","ダウンライト","φ150","天付け",null,null,null,3000,null,"ボール電球　GC100/110V60W (口金：E26) 【60W】",60,1,1,1,0,0,1,null,1,1,0,0,12,30,21.6,60,0,"","【対象外】"]
[1418,72,null,5,null,"洗濯室","埋込形","W220","埋込",null,"Cチャンネル回避",null,5000,null,"直管蛍光灯　FHF32EX 高出力形 【45W】",48,2,1,2,0,0,2,null,0,0,1,2,12,30,34.56,96,34.56,96,"管球交換"]
[1419,73,null,5,null,"汚物処理室","逆富士形","W200","天付け",null,null,null,5000,null,"直管蛍光灯　FHF32EX 高出力形 【45W】",48,2,1,2,0,0,2,null,0,0,1,2,12,30,34.56,96,34.56,96,"管球交換"]
[1420,74,null,5,null,"シャワー","埋込形","W220","埋込",null,null,null,5000,null,"直管蛍光灯　FHF16EX 【16W】",19,2,1,2,0,0,2,null,0,0,1,2,12,30,13.68,38,13.68,38,"管球交換"]
[1421,74,null,5,null,"シャワー","洗面ユニット",null,"壁付け",null,null,null,3000,null,"ボール電球　GC100/110V60W (口金：E26) 【60W】",60,1,1,1,0,0,1,null,1,1,0,0,12,30,21.6,60,0,"","【対象外】"]
[1422,74,null,5,null,"シャワー","ブラケット",null,"壁付け",null,null,null,3000,null,"【管球LED済】",0,1,1,1,0,0,1,{"$f":"V1438","v":1},1,1,0,0,12,30,0,0,0,"","【LED済】"]
[1423,75,null,5,null,"車椅子トイレ","埋込形","W150","埋込",null,"Cチャンネル回避",null,5000,null,"直管蛍光灯　FHF32EX 高出力形 【45W】",48,1,1,1,0,0,1,null,0,0,1,1,12,30,17.28,48,17.28,48,"管球交換"]
[1424,75,null,5,null,"車椅子トイレ","ブラケット",null,"壁付け",null,null,null,3000,"器具","コンパクト形蛍光灯　FML13EX 【13W】",16,1,1,1,0,0,1,null,0,0,1,1,12,30,5.76,16,5.76,16,"器具交換"]
[1425,76,null,5,null,"男子トイレ","ダウンライト","φ150","埋込",null,null,null,3000,null,"【管球LED済】",0,1,4,4,0,0,4,{"$f":"V1441","v":4},4,4,0,0,12,30,0,0,0,"","【LED済】"]
[1426,76,null,5,null,"男子トイレ","ダウンライト","φ150","埋込",null,null,null,3000,null,"【管球LED済】",0,1,4,4,0,0,4,4,4,4,0,0,12,30,0,0,0,"","【LED済】"]
[1427,77,null,5,null,"倉庫2","逆富士形","W120","天付け",null,null,null,5000,null,"直管蛍光灯　FL20S 【20W】",23,1,1,1,0,0,1,null,0,0,1,1,12,30,8.2799999999999994,23,8.2799999999999994,23,"管球交換"]
[1428,78,null,5,null,"女子トイレ","ダウンライト","φ150","埋込",null,null,null,3000,null,"【管球LED済】",0,1,4,4,0,0,4,{"$f":"V1444","v":4},4,4,0,0,12,30,0,0,0,"","【LED済】"]
[1429,78,null,5,null,"女子トイレ","ブラケット",null,"壁付け",null,null,null,3000,null,"【管球LED済】",0,1,2,2,0,0,2,2,2,2,0,0,12,30,0,0,0,"","【LED済】"]
[1430,79,null,5,null,"廊下","埋込形","W150","埋込",null,"Cチャンネル回避",null,5000,null,"直管蛍光灯　FHF32EX 高出力形 【45W】",48,1,3,3,0,0,3,null,0,0,3,3,12,30,51.84,144,51.84,144,"管球交換"]
[1431,80,null,5,null,"車椅子トイレ","埋込形","W150","埋込",null,"Cチャンネル回避",null,5000,null,"直管蛍光灯　FHF32EX 高出力形 【45W】",48,1,1,1,0,0,1,null,0,0,1,1,12,30,17.28,48,17.28,48,"管球交換"]
[1432,81,null,5,null,"浴室","埋込形","W220","埋込",null,null,null,5000,null,"直管蛍光灯　FHF16EX 【16W】",19,2,1,2,0,0,2,null,0,0,1,2,12,30,13.68,38,13.68,38,"管球交換"]
[1433,81,null,5,null,"浴室","洗面ユニット",null,"壁付け",null,null,null,3000,null,"ボール電球　GC100/110V60W (口金：E26) 【60W】",60,1,1,1,0,0,1,null,1,1,0,0,12,30,21.6,60,0,"","【対象外】"]
[1434,81,null,5,null,"浴室","ブラケット",null,"壁付け",null,"防水カバー",null,3000,null,"【管球LED済】",0,1,2,2,0,0,2,{"$f":"V1450","v":2},2,2,0,0,12,30,0,0,0,"","【LED済】"]
[1435,82,null,5,null,"浴室","埋込形","W220","埋込",null,null,null,5000,null,"直管蛍光灯　FHF16EX 【16W】",19,2,1,2,0,0,2,null,0,0,1,2,12,30,13.68,38,13.68,38,"管球交換"]
[1436,82,null,5,null,"浴室","洗面ユニット",null,"壁付け",null,null,null,3000,null,"ボール電球　GC100/110V60W (口金：E26) 【60W】",60,1,1,1,0,0,1,null,1,1,0,0,12,30,21.6,60,0,"","【対象外】"]
[1437,82,null,5,null,"浴室","ブラケット",null,"壁付け",null,"防水カバー",null,3000,null,"【管球LED済】",0,1,2,2,0,0,2,{"$f":"V1453","v":2},2,2,0,0,12,30,0,0,0,"","【LED済】"]
[1438,83,null,5,null,"前室2","埋込形","W150","埋込",null,null,null,5000,null,"直管蛍光灯　FHF32EX 【32W】",35,1,2,2,0,0,2,null,0,0,2,2,12,30,25.2,70,25.2,70,"管球交換"]
[1439,84,null,5,null,"廊下","コーナー灯",null,"壁付け","間接照明",null,null,5000,null,"直管蛍光灯　FHF32EX 高出力形 【45W】",48,1,36,36,18,0,18,null,0,0,36,36,12,30,311.04000000000002,864,622.08000000000004,1728,"管球交換"]
[1440,84,null,5,null,"廊下","埋込形",null,"埋込",null,null,null,5000,"看板吊ってる","直管蛍光灯　FHF16EX 【16W】",19,2,2,4,0,0,4,null,0,0,2,4,12,30,27.36,76,27.36,76,"管球交換"]
[1441,85,null,5,null,"廊下","コーナー灯",null,"壁付け","間接照明",null,null,5000,null,"直管蛍光灯　FHF32EX 高出力形 【45W】",48,1,6,6,3,0,3,null,0,0,6,6,12,30,51.84,144,103.68,288,"管球交換"]
[1442,86,null,5,null,"廊下","コーナー灯",null,"壁付け","間接照明",null,null,5000,null,"直管蛍光灯　FHF32EX 高出力形 【45W】",48,1,36,36,13,0,23,null,0,0,36,36,12,30,397.44,1104,622.08000000000004,1728,"管球交換"]
[1443,86,null,5,null,"廊下","埋込形",null,"埋込",null,null,null,5000,"看板吊ってる","直管蛍光灯　FHF16EX 【16W】",19,2,2,4,0,0,4,null,0,0,2,4,12,30,27.36,76,27.36,76,"管球交換"]
[1444,87,null,5,null,"廊下","コーナー灯",null,"壁付け","間接照明",null,null,5000,null,"直管蛍光灯　FHF32EX 高出力形 【45W】",48,1,6,6,3,0,3,null,0,0,6,6,12,30,51.84,144,103.68,288,"管球交換"]
[1445,88,null,5,null,"介護浴室","ブラケット",null,"天付け",null,"防水カバー","防水ソケット",5000,null,"直管蛍光灯　FHF32EX 高出力形 【45W】",48,1,6,6,0,0,6,null,0,0,6,6,12,30,103.68,288,103.68,288,"管球交換"]
[1446,89,null,5,null,"デイホール","丸形シーリング","φ600","埋込",null,"乳白カバー",null,5000,null,"二重環形蛍光灯　FHD100E 【97W】",100,2,5,10,0,0,10,null,0,0,5,10,12,30,360,1000,360,1000,"器具交換"]
[1447,89,null,5,null,"デイホール","ダウンライト","φ125","埋込",null,null,null,3000,null,"ミニクリプトン　KR110V54W (口金：E17) 【54W】",54,1,14,14,0,0,14,null,0,0,14,14,12,30,272.16000000000003,756,272.16000000000003,756,"管球交換"]
[1448,89,null,5,null,"電話コーナー","ダウンライト","φ250","埋込",null,"乳白カバー",null,3000,null,"コンパクト形蛍光灯　FML36EX 【36W】",39,1,2,2,0,0,2,null,0,0,2,2,12,30,28.08,78,28.08,78,"器具交換"]
[1449,90,null,5,null,"パントリー","埋込形","W220","埋込",null,"Cチャンネル回避",null,5000,"ミニクリ非常灯","直管蛍光灯　FHF32EX 【32W】",35,2,1,2,0,0,2,null,0,0,1,2,12,30,25.2,70,25.2,70,"管球交換"]
[1450,91,null,5,null,"EVホール","埋込形","W150","埋込",null,"Cチャンネル回避",null,5000,null,"直管蛍光灯　FHF32EX 【32W】",35,1,2,2,0,0,2,null,0,0,2,2,12,30,25.2,70,25.2,70,"管球交換"]
[1451,92,null,5,null,"トイレ","ダウンライト","φ150","埋込",null,null,null,3000,null,"電球形蛍光灯　EFD15/12E (口金：E26) 【12W】",12,1,1,1,0,0,1,null,1,1,0,0,12,30,4.32,12,0,"","【対象外】"]
[1452,93,null,5,null,"EVホール","ダウンライト","φ150","埋込",null,"乳白カバー",null,3000,null,"コンパクト形蛍光灯　FDL18EX 【18W】",21,1,4,4,0,0,4,null,0,0,4,4,12,30,30.24,84,30.24,84,"器具交換"]
[1453,93,null,5,null,"EVホール","丸形シーリング","φ600","埋込",null,"乳白カバー",null,5000,null,"二重環形蛍光灯　FHD100E 【97W】",100,2,5,10,0,0,10,null,0,0,5,10,12,30,360,1000,360,1000,"器具交換"]
[1454,93,null,5,null,"EVホール","ダウンライト","φ150","埋込",null,null,null,3000,null,"コンパクト形蛍光灯　FDL18EX 【18W】",21,1,6,6,0,0,6,null,0,0,6,6,12,30,45.36,126,45.36,126,"器具交換"]
[1455,93,null,5,null,"EVホール","埋込形","W220","埋込","黒板灯",null,null,5000,null,"直管蛍光灯　FHF32EX 【32W】",35,1,1,1,0,0,1,null,0,0,1,1,12,30,12.6,35,12.6,35,"管球交換"]
[1456,94,null,5,null,"カンファレンス","埋込形","W220","埋込",null,"Cチャンネル回避",null,5000,null,"直管蛍光灯　FHF32EX 高出力形 【45W】",48,2,2,4,0,0,4,null,0,0,2,4,12,30,69.12,192,69.12,192,"管球交換"]
[1457,94,null,5,null,"カンファレンス","埋込形","W220","埋込",null,"Cチャンネル回避",null,5000,"ミニクリ非常灯","直管蛍光灯　FHF32EX 高出力形 【45W】",48,2,2,4,0,0,4,null,0,0,2,4,12,30,69.12,192,69.12,192,"管球交換"]
[1458,95,null,5,null,"デイコーナー","ダウンライト","φ150","埋込",null,null,null,3000,null,"コンパクト形蛍光灯　FDL18EX 【18W】",21,1,2,2,0,0,2,null,0,0,2,2,12,30,15.12,42,15.12,42,"器具交換"]
[1459,96,null,5,null,"面談室2","埋込形","W150","埋込",null,null,null,5000,null,"直管蛍光灯　FHF32EX 高出力形 【45W】",48,1,2,2,0,0,2,null,0,0,2,2,12,30,34.56,96,34.56,96,"管球交換"]
[1460,97,null,5,null,"面談室1","埋込形","W150","埋込",null,null,null,5000,null,"直管蛍光灯　FHF32EX 高出力形 【45W】",48,1,2,2,0,0,2,null,0,0,2,2,12,30,34.56,96,34.56,96,"管球交換"]
[1461,1,null,4,null,"カンファレンス","埋込形","W220","埋込",null,"Cチャンネル回避",null,5000,null,"直管蛍光灯　FHF32EX 高出力形 【45W】",48,2,2,4,0,0,4,null,0,0,2,4,12,30,69.12,192,69.12,192,"管球交換"]
[1462,1,null,4,null,"カンファレンス","埋込形","W220","埋込",null,"Cチャンネル回避",null,5000,"ミニクリ非常灯","直管蛍光灯　FHF32EX 高出力形 【45W】",48,2,2,4,0,0,4,null,0,0,2,4,12,30,69.12,192,69.12,192,"管球交換"]
[1463,2,null,4,null,"倉庫","埋込形","W220","埋込",null,null,null,5000,null,"直管蛍光灯　FHF32EX 高出力形 【45W】",48,2,1,2,0,0,2,null,0,0,1,2,12,30,34.56,96,34.56,96,"管球交換"]
[1464,2,null,4,null,"倉庫","埋込形","W220","埋込",null,null,null,5000,"ミニクリ非常灯","直管蛍光灯　FHF32EX 高出力形 【45W】",48,2,1,2,0,0,2,null,0,0,1,2,12,30,34.56,96,34.56,96,"管球交換"]
[1465,3,null,4,null,"プレイルーム","埋込形","W220","埋込",null,null,null,5000,null,"直管蛍光灯　FHF32EX 高出力形 【45W】",48,2,3,6,0,0,6,null,0,0,3,6,12,30,103.68,288,103.68,288,"管球交換"]
[1466,3,null,4,null,"プレイルーム","埋込形","W220","埋込",null,null,null,5000,"ミニクリ非常灯","直管蛍光灯　FHF32EX 高出力形 【45W】",48,2,2,4,0,0,4,null,0,0,2,4,12,30,69.12,192,69.12,192,"管球交換"]
[1467,4,null,4,null,451,"ダウンライト","φ150","埋込","処置灯","乳白カバー",null,3000,null,"ハロゲンランプ（棒状）　JD100V85W (口金：E11) 【85W】",85,1,1,1,0,0,1,null,0,0,1,1,12,30,30.6,85,30.6,85,"器具交換"]
[1468,4,null,4,null,451,"ダウンライト","φ150","埋込",null,"乳白カバー",null,3000,null,"コンパクト形蛍光灯　FDL18EX 【18W】",21,1,2,2,0,0,2,null,0,0,2,2,12,30,15.12,42,15.12,42,"器具交換"]
[1469,4,null,4,null,451,"ブラケット",null,"壁付け",null,"乳白カバー",null,3000,null,"電球形蛍光灯　EFD15/12E (口金：E26) 【12W】",12,1,1,1,0,0,1,null,1,1,0,0,12,30,4.32,12,0,"","【対象外】"]
[1470,4,null,4,null,451,"ダウンライト","φ150","埋込",null,null,null,3000,null,"【管球LED済】",0,1,1,1,0,0,1,{"$f":"V1486","v":1},1,1,0,0,12,30,0,0,0,"","【LED済】"]
[1471,4,null,4,null,451,"ベッド灯",null,"壁付け",null,"乳白カバー",null,3000,"同一器具","FPL55+FPL18+ナツメ球",84,1,1,1,0,0,1,null,0,0,1,1,12,30,30.24,84,30.24,84,"器具交換"]
[1472,4,null,4,null,451,"ベッド灯",null,"壁付け",null,"乳白カバー",null,3000,"同一器具","コンパクト形蛍光灯　FPL18EX 【18W】",21,1,1,1,0,0,1,null,1,1,0,0,12,30,7.56,21,0,"","【対象外】"]
[{"$f":"IF(COUNTA(B1489:O1489)=0,\"\",ROW()-16)","v":1473},4,null,4,null,451,"ベッド灯",null,"壁付け",null,"乳白カバー",null,3000,"同一器具","ナツメ球　5W　(口金 ： E12) 【5W】",5,1,1,{"$f":"IF(R1489=\"\",\"\",Q1489*R1489)","v":1},0,0,{"$f":"IF(S1489=\"\",\"\",S1489-T1489)","v":1},null,{"$f":"IF(O1489=\"\",\"\",IF(OR(AH1489=\"【対象外】\",AH1489=\"【LED済】\"),R1489,IF(Y1489>0,Y1489/Q1489,0)))","v":1},{"$f":"IF(O1489=\"\",\"\",IF(OR(AH1489=\"管球交換 【間引き対象外】\",AH1489=\"器具交換 【間引き対象外】\"),T1489,IF(OR(AH1489=\"【対象外】\",AH1489=\"【LED済】\"),S1489,0)))","v":1},{"$f":"IF(R1489=\"\",\"\",R1489-X1489)","v":0},{"$f":"IF(S1489=\"\",\"\",S1489-Y1489)","v":0},12,30,{"$f":"IF(O1489=\"\",\"\",IF(V1489=\"\",\"\",P1489*V1489*AB1489*AC1489/1000))","v":1.8},{"$f":"IF(O1489=\"\",\"\",IF(V1489=\"\",\"\",P1489*V1489))","v":5},{"$f":"IF(O1489=\"\",\"\",IF(AA1489=\"\",\"\",P1489*AA1489*AB1489*AC1489/1000))","v":0},{"$f":"IF(O1489=\"\",\"\",IF(AA1489=\"\",\"\",IF(AA1489=0,\"\",P1489*AA1489)))","v":""},"【対象外】"]
[1474,5,null,4,null,452,"ダウンライト","φ150","埋込","処置灯","乳白カバー",null,3000,null,"ハロゲンランプ（棒状）　JD100V85W (口金：E11) 【85W】",85,1,1,1,0,0,1,null,0,0,1,1,12,30,30.6,85,30.6,85,"器具交換"]
[1475,5,null,4,null,452,"ダウンライト","φ150","埋込",null,"乳白カバー",null,3000,null,"コンパクト形蛍光灯　FDL18EX 【18W】",21,1,2,2,0,0,2,null,0,0,2,2,12,30,15.12,42,15.12,42,"器具交換"]
[1476,5,null,4,null,452,"ブラケット",null,"壁付け",null,"乳白カバー",null,3000,null,"電球形蛍光灯　EFD15/12E (口金：E26) 【12W】",12,1,1,1,0,0,1,null,1,1,0,0,12,30,4.32,12,0,"","【対象外】"]
[1477,5,null,4,null,452,"ダウンライト","φ150","埋込",null,null,null,3000,null,"【管球LED済】",0,1,1,1,0,0,1,{"$f":"V1493","v":1},1,1,0,0,12,30,0,0,0,"","【LED済】"]
[1478,5,null,4,null,452,"ベッド灯",null,"壁付け",null,"乳白カバー",null,3000,"同一器具","FPL55+FPL18+ナツメ球",84,1,1,1,0,0,1,null,0,0,1,1,12,30,30.24,84,30.24,84,"器具交換"]
[1479,5,null,4,null,452,"ベッド灯",null,"壁付け",null,"乳白カバー",null,3000,"同一器具","コンパクト形蛍光灯　FPL18EX 【18W】",21,1,1,1,0,0,1,null,1,1,0,0,12,30,7.56,21,0,"","【対象外】"]
[1480,5,null,4,null,452,"ベッド灯",null,"壁付け",null,"乳白カバー",null,3000,"同一器具","ナツメ球　5W　(口金 ： E12) 【5W】",5,1,1,1,0,0,1,null,1,1,0,0,12,30,1.8,5,0,"","【対象外】"]
[1481,6,null,4,null,453,"ダウンライト","φ150","埋込","処置灯","乳白カバー",null,3000,null,"ハロゲンランプ（棒状）　JD100V85W (口金：E11) 【85W】",85,1,1,1,0,0,1,null,0,0,1,1,12,30,30.6,85,30.6,85,"器具交換"]
[1482,6,null,4,null,453,"ダウンライト","φ150","埋込",null,"乳白カバー",null,3000,null,"コンパクト形蛍光灯　FDL18EX 【18W】",21,1,2,2,0,0,2,null,0,0,2,2,12,30,15.12,42,15.12,42,"器具交換"]
[1483,6,null,4,null,453,"ブラケット",null,"壁付け",null,"乳白カバー",null,3000,null,"電球形蛍光灯　EFD15/12E (口金：E26) 【12W】",12,1,1,1,0,0,1,null,1,1,0,0,12,30,4.32,12,0,"","【対象外】"]
[1484,6,null,4,null,453,"ダウンライト","φ150","埋込",null,null,null,3000,null,"【管球LED済】",0,1,1,1,0,0,1,{"$f":"V1500","v":1},1,1,0,0,12,30,0,0,0,"","【LED済】"]
[1485,6,null,4,null,453,"ベッド灯",null,"壁付け",null,"乳白カバー",null,3000,"同一器具","FPL55+FPL18+ナツメ球",84,1,1,1,0,0,1,null,0,0,1,1,12,30,30.24,84,30.24,84,"器具交換"]
[1486,6,null,4,null,453,"ベッド灯",null,"壁付け",null,"乳白カバー",null,3000,"同一器具","コンパクト形蛍光灯　FPL18EX 【18W】",21,1,1,1,0,0,1,null,1,1,0,0,12,30,7.56,21,0,"","【対象外】"]
[1487,6,null,4,null,453,"ベッド灯",null,"壁付け",null,"乳白カバー",null,3000,"同一器具","ナツメ球　5W　(口金 ： E12) 【5W】",5,1,1,1,0,0,1,null,1,1,0,0,12,30,1.8,5,0,"","【対象外】"]
[1488,7,null,4,null,454,"ダウンライト","φ150","埋込","処置灯","乳白カバー",null,3000,null,"ハロゲンランプ（棒状）　JD100V85W (口金：E11) 【85W】",85,1,1,1,0,0,1,null,0,0,1,1,12,30,30.6,85,30.6,85,"器具交換"]
[1489,7,null,4,null,454,"ダウンライト","φ150","埋込",null,"乳白カバー",null,3000,null,"コンパクト形蛍光灯　FDL18EX 【18W】",21,1,2,2,0,0,2,null,0,0,2,2,12,30,15.12,42,15.12,42,"器具交換"]
[1490,7,null,4,null,454,"ブラケット",null,"壁付け",null,"乳白カバー",null,3000,null,"電球形蛍光灯　EFD15/12E (口金：E26) 【12W】",12,1,1,1,0,0,1,null,1,1,0,0,12,30,4.32,12,0,"","【対象外】"]
[1491,7,null,4,null,454,"ダウンライト","φ150","埋込",null,null,null,3000,null,"【管球LED済】",0,1,1,1,0,0,1,{"$f":"V1507","v":1},1,1,0,0,12,30,0,0,0,"","【LED済】"]
[1492,7,null,4,null,454,"ベッド灯",null,"壁付け",null,"乳白カバー",null,3000,"同一器具","FPL55+FPL18+ナツメ球",84,1,1,1,0,0,1,null,0,0,1,1,12,30,30.24,84,30.24,84,"器具交換"]
[1493,7,null,4,null,454,"ベッド灯",null,"壁付け",null,"乳白カバー",null,3000,"同一器具","コンパクト形蛍光灯　FPL18EX 【18W】",21,1,1,1,0,0,1,null,1,1,0,0,12,30,7.56,21,0,"","【対象外】"]
[1494,7,null,4,null,454,"ベッド灯",null,"壁付け",null,"乳白カバー",null,3000,"同一器具","ナツメ球　5W　(口金 ： E12) 【5W】",5,1,1,1,0,0,1,null,1,1,0,0,12,30,1.8,5,0,"","【対象外】"]
[1495,8,null,4,null,455,"ダウンライト","φ150","埋込","処置灯","乳白カバー",null,3000,null,"ハロゲンランプ（棒状）　JD100V85W (口金：E11) 【85W】",85,1,1,1,0,0,1,null,0,0,1,1,12,30,30.6,85,30.6,85,"器具交換"]
[1496,8,null,4,null,455,"ダウンライト","φ150","埋込",null,"乳白カバー",null,3000,null,"コンパクト形蛍光灯　FDL18EX 【18W】",21,1,2,2,0,0,2,null,0,0,2,2,12,30,15.12,42,15.12,42,"器具交換"]
[1497,8,null,4,null,455,"ブラケット",null,"壁付け",null,"乳白カバー",null,3000,null,"電球形蛍光灯　EFD15/12E (口金：E26) 【12W】",12,1,1,1,0,0,1,null,1,1,0,0,12,30,4.32,12,0,"","【対象外】"]
[1498,8,null,4,null,455,"ダウンライト","φ150","埋込",null,null,null,3000,null,"【管球LED済】",0,1,1,1,0,0,1,{"$f":"V1514","v":1},1,1,0,0,12,30,0,0,0,"","【LED済】"]
[1499,8,null,4,null,455,"ベッド灯",null,"壁付け",null,"乳白カバー",null,3000,"同一器具","FPL55+FPL18+ナツメ球",84,1,1,1,0,0,1,null,0,0,1,1,12,30,30.24,84,30.24,84,"器具交換"]
[1500,8,null,4,null,455,"ベッド灯",null,"壁付け",null,"乳白カバー",null,3000,"同一器具","コンパクト形蛍光灯　FPL18EX 【18W】",21,1,1,1,0,0,1,null,1,1,0,0,12,30,7.56,21,0,"","【対象外】"]
[1501,8,null,4,null,455,"ベッド灯",null,"壁付け",null,"乳白カバー",null,3000,"同一器具","ナツメ球　5W　(口金 ： E12) 【5W】",5,1,1,1,0,0,1,null,1,1,0,0,12,30,1.8,5,0,"","【対象外】"]
[1502,9,null,4,null,456,"ダウンライト","φ150","埋込","処置灯","乳白カバー",null,3000,null,"ハロゲンランプ（棒状）　JD100V85W (口金：E11) 【85W】",85,1,1,1,0,0,1,null,0,0,1,1,12,30,30.6,85,30.6,85,"器具交換"]
[1503,9,null,4,null,456,"ダウンライト","φ150","埋込",null,"乳白カバー",null,3000,null,"コンパクト形蛍光灯　FDL18EX 【18W】",21,1,2,2,0,0,2,null,0,0,2,2,12,30,15.12,42,15.12,42,"器具交換"]
[1504,9,null,4,null,456,"ブラケット",null,"壁付け",null,"乳白カバー",null,3000,null,"電球形蛍光灯　EFD15/12E (口金：E26) 【12W】",12,1,1,1,0,0,1,null,1,1,0,0,12,30,4.32,12,0,"","【対象外】"]
[1505,9,null,4,null,456,"ダウンライト","φ150","埋込",null,null,null,3000,null,"【管球LED済】",0,1,1,1,0,0,1,{"$f":"V1521","v":1},1,1,0,0,12,30,0,0,0,"","【LED済】"]
[1506,9,null,4,null,456,"ベッド灯",null,"壁付け",null,"乳白カバー",null,3000,"同一器具","FPL55+FPL18+ナツメ球",84,1,1,1,0,0,1,null,0,0,1,1,12,30,30.24,84,30.24,84,"器具交換"]
[1507,9,null,4,null,456,"ベッド灯",null,"壁付け",null,"乳白カバー",null,3000,"同一器具","コンパクト形蛍光灯　FPL18EX 【18W】",21,1,1,1,0,0,1,null,1,1,0,0,12,30,7.56,21,0,"","【対象外】"]
[1508,9,null,4,null,456,"ベッド灯",null,"壁付け",null,"乳白カバー",null,3000,"同一器具","ナツメ球　5W　(口金 ： E12) 【5W】",5,1,1,1,0,0,1,null,1,1,0,0,12,30,1.8,5,0,"","【対象外】"]
[1509,10,null,4,null,457,"ダウンライト","φ150","埋込","処置灯","乳白カバー",null,3000,null,"ハロゲンランプ（棒状）　JD100V85W (口金：E11) 【85W】",85,1,1,1,0,0,1,null,0,0,1,1,12,30,30.6,85,30.6,85,"器具交換"]
[1510,10,null,4,null,457,"ダウンライト","φ150","埋込",null,"乳白カバー",null,3000,null,"コンパクト形蛍光灯　FDL18EX 【18W】",21,1,2,2,0,0,2,null,0,0,2,2,12,30,15.12,42,15.12,42,"器具交換"]
[1511,10,null,4,null,457,"ブラケット",null,"壁付け",null,"乳白カバー",null,3000,null,"電球形蛍光灯　EFD15/12E (口金：E26) 【12W】",12,1,1,1,0,0,1,null,1,1,0,0,12,30,4.32,12,0,"","【対象外】"]
[1512,10,null,4,null,457,"ダウンライト","φ150","埋込",null,null,null,3000,null,"【管球LED済】",0,1,1,1,0,0,1,{"$f":"V1528","v":1},1,1,0,0,12,30,0,0,0,"","【LED済】"]
[1513,10,null,4,null,457,"ベッド灯",null,"壁付け",null,"乳白カバー",null,3000,"同一器具","FPL55+FPL18+ナツメ球",84,1,1,1,0,0,1,null,0,0,1,1,12,30,30.24,84,30.24,84,"器具交換"]
[1514,10,null,4,null,457,"ベッド灯",null,"壁付け",null,"乳白カバー",null,3000,"同一器具","コンパクト形蛍光灯　FPL18EX 【18W】",21,1,1,1,0,0,1,null,1,1,0,0,12,30,7.56,21,0,"","【対象外】"]
[1515,10,null,4,null,457,"ベッド灯",null,"壁付け",null,"乳白カバー",null,3000,"同一器具","ナツメ球　5W　(口金 ： E12) 【5W】",5,1,1,1,0,0,1,null,1,1,0,0,12,30,1.8,5,0,"","【対象外】"]
[1516,11,null,4,null,458,"ダウンライト","φ150","埋込","処置灯","乳白カバー",null,3000,null,"ハロゲンランプ（棒状）　JD100V85W (口金：E11) 【85W】",85,1,1,1,0,0,1,null,0,0,1,1,12,30,30.6,85,30.6,85,"器具交換"]
[1517,11,null,4,null,458,"ダウンライト","φ150","埋込",null,"乳白カバー",null,3000,null,"コンパクト形蛍光灯　FDL18EX 【18W】",21,1,2,2,0,0,2,null,0,0,2,2,12,30,15.12,42,15.12,42,"器具交換"]
[1518,11,null,4,null,458,"ブラケット",null,"壁付け",null,"乳白カバー",null,3000,null,"電球形蛍光灯　EFD15/12E (口金：E26) 【12W】",12,1,1,1,0,0,1,null,1,1,0,0,12,30,4.32,12,0,"","【対象外】"]
[1519,11,null,4,null,458,"ダウンライト","φ150","埋込",null,null,null,3000,null,"【管球LED済】",0,1,1,1,0,0,1,{"$f":"V1535","v":1},1,1,0,0,12,30,0,0,0,"","【LED済】"]
[1520,11,null,4,null,458,"ベッド灯",null,"壁付け",null,"乳白カバー",null,3000,"同一器具","FPL55+FPL18+ナツメ球",84,1,1,1,0,0,1,null,0,0,1,1,12,30,30.24,84,30.24,84,"器具交換"]
[1521,11,null,4,null,458,"ベッド灯",null,"壁付け",null,"乳白カバー",null,3000,"同一器具","コンパクト形蛍光灯　FPL18EX 【18W】",21,1,1,1,0,0,1,null,1,1,0,0,12,30,7.56,21,0,"","【対象外】"]
[1522,11,null,4,null,458,"ベッド灯",null,"壁付け",null,"乳白カバー",null,3000,"同一器具","ナツメ球　5W　(口金 ： E12) 【5W】",5,1,1,1,0,0,1,null,1,1,0,0,12,30,1.8,5,0,"","【対象外】"]
[1523,12,null,4,null,459,"ダウンライト","φ150","埋込","処置灯","乳白カバー",null,3000,null,"ハロゲンランプ（棒状）　JD100V85W (口金：E11) 【85W】",85,1,1,1,0,0,1,null,0,0,1,1,12,30,30.6,85,30.6,85,"器具交換"]
[1524,12,null,4,null,459,"ダウンライト","φ150","埋込",null,"乳白カバー",null,3000,null,"コンパクト形蛍光灯　FDL18EX 【18W】",21,1,1,1,0,0,1,null,0,0,1,1,12,30,7.56,21,7.56,21,"器具交換"]
[1525,12,null,4,null,459,"ブラケット",null,"壁付け",null,"乳白カバー",null,3000,null,"電球形蛍光灯　EFD15/12E (口金：E26) 【12W】",12,1,1,1,0,0,1,null,1,1,0,0,12,30,4.32,12,0,"","【対象外】"]
[1526,12,null,4,null,459,"ブラケット",null,"壁付け",null,"防水カバー",null,3000,null,"【管球LED済】",0,1,2,2,0,0,2,{"$f":"V1542","v":2},2,2,0,0,12,30,0,0,0,"","【LED済】"]
[1527,12,null,4,null,459,"ベッド灯",null,"壁付け",null,"乳白カバー",null,3000,"同一器具","FPL55+FPL18+ナツメ球",84,1,1,1,0,0,1,null,0,0,1,1,12,30,30.24,84,30.24,84,"器具交換"]
[1528,12,null,4,null,459,"ベッド灯",null,"壁付け",null,"乳白カバー",null,3000,"同一器具","コンパクト形蛍光灯　FPL18EX 【18W】",21,1,1,1,0,0,1,null,1,1,0,0,12,30,7.56,21,0,"","【対象外】"]
[1529,12,null,4,null,459,"ベッド灯",null,"壁付け",null,"乳白カバー",null,3000,"同一器具","ナツメ球　5W　(口金 ： E12) 【5W】",5,1,1,1,0,0,1,null,1,1,0,0,12,30,1.8,5,0,"","【対象外】"]
[1530,13,null,4,null,460,"ダウンライト","φ150","埋込","処置灯","乳白カバー",null,3000,null,"ハロゲンランプ（棒状）　JD100V85W (口金：E11) 【85W】",85,1,1,1,0,0,1,null,0,0,1,1,12,30,30.6,85,30.6,85,"器具交換"]
[1531,13,null,4,null,460,"ダウンライト","φ150","埋込",null,"乳白カバー",null,3000,null,"コンパクト形蛍光灯　FDL18EX 【18W】",21,1,1,1,0,0,1,null,0,0,1,1,12,30,7.56,21,7.56,21,"器具交換"]
[1532,13,null,4,null,460,"ブラケット",null,"壁付け",null,"乳白カバー",null,3000,null,"電球形蛍光灯　EFD15/12E (口金：E26) 【12W】",12,1,1,1,0,0,1,null,1,1,0,0,12,30,4.32,12,0,"","【対象外】"]
[1533,13,null,4,null,460,"ブラケット",null,"壁付け",null,"防水カバー",null,3000,null,"【管球LED済】",0,1,2,2,0,0,2,{"$f":"V1549","v":2},2,2,0,0,12,30,0,0,0,"","【LED済】"]
[1534,13,null,4,null,460,"ベッド灯",null,"壁付け",null,"乳白カバー",null,3000,"同一器具","FPL55+FPL18+ナツメ球",84,1,1,1,0,0,1,null,0,0,1,1,12,30,30.24,84,30.24,84,"器具交換"]
[1535,13,null,4,null,460,"ベッド灯",null,"壁付け",null,"乳白カバー",null,3000,"同一器具","コンパクト形蛍光灯　FPL18EX 【18W】",21,1,1,1,0,0,1,null,1,1,0,0,12,30,7.56,21,0,"","【対象外】"]
[1536,13,null,4,null,460,"ベッド灯",null,"壁付け",null,"乳白カバー",null,3000,"同一器具","ナツメ球　5W　(口金 ： E12) 【5W】",5,1,1,1,0,0,1,null,1,1,0,0,12,30,1.8,5,0,"","【対象外】"]
[{"$f":"IF(COUNTA(B1553:O1553)=0,\"\",ROW()-16)","v":1537},14,null,4,null,461,"ダウンライト","φ150","埋込","処置灯","乳白カバー",null,3000,null,"ハロゲンランプ（棒状）　JD100V85W (口金：E11) 【85W】",85,1,1,{"$f":"IF(R1553=\"\",\"\",Q1553*R1553)","v":1},0,0,{"$f":"IF(S1553=\"\",\"\",S1553-T1553)","v":1},null,{"$f":"IF(O1553=\"\",\"\",IF(OR(AH1553=\"【対象外】\",AH1553=\"【LED済】\"),R1553,IF(Y1553>0,Y1553/Q1553,0)))","v":0},{"$f":"IF(O1553=\"\",\"\",IF(OR(AH1553=\"管球交換 【間引き対象外】\",AH1553=\"器具交換 【間引き対象外】\"),T1553,IF(OR(AH1553=\"【対象外】\",AH1553=\"【LED済】\"),S1553,0)))","v":0},{"$f":"IF(R1553=\"\",\"\",R1553-X1553)","v":1},{"$f":"IF(S1553=\"\",\"\",S1553-Y1553)","v":1},12,30,{"$f":"IF(O1553=\"\",\"\",IF(V1553=\"\",\"\",P1553*V1553*AB1553*AC1553/1000))","v":30.6},{"$f":"IF(O1553=\"\",\"\",IF(V1553=\"\",\"\",P1553*V1553))","v":85},{"$f":"IF(O1553=\"\",\"\",IF(AA1553=\"\",\"\",P1553*AA1553*AB1553*AC1553/1000))","v":30.6},{"$f":"IF(O1553=\"\",\"\",IF(AA1553=\"\",\"\",IF(AA1553=0,\"\",P1553*AA1553)))","v":85},"器具交換"]
[1538,14,null,4,null,461,"ダウンライト","φ150","埋込",null,"乳白カバー",null,3000,null,"コンパクト形蛍光灯　FDL18EX 【18W】",21,1,1,1,0,0,1,null,0,0,1,1,12,30,7.56,21,7.56,21,"器具交換"]
[1539,14,null,4,null,461,"ブラケット",null,"壁付け",null,"乳白カバー",null,3000,null,"電球形蛍光灯　EFD15/12E (口金：E26) 【12W】",12,1,1,1,0,0,1,null,1,1,0,0,12,30,4.32,12,0,"","【対象外】"]
[1540,14,null,4,null,461,"ブラケット",null,"壁付け",null,"防水カバー",null,3000,null,"【管球LED済】",0,1,2,2,0,0,2,{"$f":"V1556","v":2},2,2,0,0,12,30,0,0,0,"","【LED済】"]
[1541,14,null,4,null,461,"ベッド灯",null,"壁付け",null,"乳白カバー",null,3000,"同一器具","FPL55+FPL18+ナツメ球",84,1,1,1,0,0,1,null,0,0,1,1,12,30,30.24,84,30.24,84,"器具交換"]
[1542,14,null,4,null,461,"ベッド灯",null,"壁付け",null,"乳白カバー",null,3000,"同一器具","コンパクト形蛍光灯　FPL18EX 【18W】",21,1,1,1,0,0,1,null,1,1,0,0,12,30,7.56,21,0,"","【対象外】"]
[1543,14,null,4,null,461,"ベッド灯",null,"壁付け",null,"乳白カバー",null,3000,"同一器具","ナツメ球　5W　(口金 ： E12) 【5W】",5,1,1,1,0,0,1,null,1,1,0,0,12,30,1.8,5,0,"","【対象外】"]
[1544,15,null,4,null,462,"ダウンライト","φ150","埋込","処置灯","乳白カバー",null,3000,null,"ハロゲンランプ（棒状）　JD100V85W (口金：E11) 【85W】",85,1,1,1,0,0,1,null,0,0,1,1,12,30,30.6,85,30.6,85,"器具交換"]
[1545,15,null,4,null,462,"ダウンライト","φ150","埋込",null,"乳白カバー",null,3000,null,"コンパクト形蛍光灯　FDL18EX 【18W】",21,1,1,1,0,0,1,null,0,0,1,1,12,30,7.56,21,7.56,21,"器具交換"]
[1546,15,null,4,null,462,"ブラケット",null,"壁付け",null,"乳白カバー",null,3000,null,"電球形蛍光灯　EFD15/12E (口金：E26) 【12W】",12,1,1,1,0,0,1,null,1,1,0,0,12,30,4.32,12,0,"","【対象外】"]
[1547,15,null,4,null,462,"ブラケット",null,"壁付け",null,"防水カバー",null,3000,null,"【管球LED済】",0,1,2,2,0,0,2,{"$f":"V1563","v":2},2,2,0,0,12,30,0,0,0,"","【LED済】"]
[1548,15,null,4,null,462,"ベッド灯",null,"壁付け",null,"乳白カバー",null,3000,"同一器具","FPL55+FPL18+ナツメ球",84,1,1,1,0,0,1,null,0,0,1,1,12,30,30.24,84,30.24,84,"器具交換"]
[1549,15,null,4,null,462,"ベッド灯",null,"壁付け",null,"乳白カバー",null,3000,"同一器具","コンパクト形蛍光灯　FPL18EX 【18W】",21,1,1,1,0,0,1,null,1,1,0,0,12,30,7.56,21,0,"","【対象外】"]
[1550,15,null,4,null,462,"ベッド灯",null,"壁付け",null,"乳白カバー",null,3000,"同一器具","ナツメ球　5W　(口金 ： E12) 【5W】",5,1,1,1,0,0,1,null,1,1,0,0,12,30,1.8,5,0,"","【対象外】"]
[1551,16,null,4,null,463,"ダウンライト","φ150","埋込","処置灯","乳白カバー",null,3000,null,"ハロゲンランプ（棒状）　JD100V85W (口金：E11) 【85W】",85,1,4,4,0,0,4,null,0,0,4,4,12,30,122.4,340,122.4,340,"器具交換"]
[1552,16,null,4,null,463,"ダウンライト","φ150","埋込",null,"乳白カバー",null,3000,null,"コンパクト形蛍光灯　FDL18EX 【18W】",21,1,1,1,0,0,1,null,0,0,1,1,12,30,7.56,21,7.56,21,"器具交換"]
[1553,16,null,4,null,463,"ブラケット",null,"壁付け",null,"乳白カバー",null,3000,null,"電球形蛍光灯　EFD15/12E (口金：E26) 【12W】",12,1,1,1,0,0,1,null,1,1,0,0,12,30,4.32,12,0,"","【対象外】"]
[1554,16,null,4,null,463,"ベッド灯",null,"壁付け",null,"乳白カバー",null,3000,"同一器具","FPL55+FPL18+ナツメ球",84,1,4,4,0,0,4,null,0,0,4,4,12,30,120.96,336,120.96,336,"器具交換"]
[1555,16,null,4,null,463,"ベッド灯",null,"壁付け",null,"乳白カバー",null,3000,"同一器具","コンパクト形蛍光灯　FPL18EX 【18W】",21,1,4,4,0,0,4,null,4,4,0,0,12,30,30.24,84,0,"","【対象外】"]
[1556,16,null,4,null,463,"ベッド灯",null,"壁付け",null,"乳白カバー",null,3000,"同一器具","ナツメ球　5W　(口金 ： E12) 【5W】",5,1,4,4,0,0,4,null,4,4,0,0,12,30,7.2,20,0,"","【対象外】"]
[1557,16,null,4,null,463,"ダウンライト","φ150","埋込",null,null,null,3000,null,"ボール電球　GC100/110V40W (口金：E26) 【40W】",40,1,1,1,0,0,1,null,1,1,0,0,12,30,14.4,40,0,"","【対象外】"]
[1558,17,null,4,null,464,"ダウンライト","φ150","埋込","処置灯","乳白カバー",null,3000,null,"ハロゲンランプ（棒状）　JD100V85W (口金：E11) 【85W】",85,1,4,4,0,0,4,null,0,0,4,4,12,30,122.4,340,122.4,340,"器具交換"]
[1559,17,null,4,null,464,"ダウンライト","φ150","埋込",null,"乳白カバー",null,3000,null,"コンパクト形蛍光灯　FDL18EX 【18W】",21,1,1,1,0,0,1,null,0,0,1,1,12,30,7.56,21,7.56,21,"器具交換"]
[1560,17,null,4,null,464,"ブラケット",null,"壁付け",null,"乳白カバー",null,3000,null,"電球形蛍光灯　EFD15/12E (口金：E26) 【12W】",12,1,1,1,0,0,1,null,1,1,0,0,12,30,4.32,12,0,"","【対象外】"]
[1561,17,null,4,null,464,"ベッド灯",null,"壁付け",null,"乳白カバー",null,3000,"同一器具","FPL55+FPL18+ナツメ球",84,1,4,4,0,0,4,null,0,0,4,4,12,30,120.96,336,120.96,336,"器具交換"]
[1562,17,null,4,null,464,"ベッド灯",null,"壁付け",null,"乳白カバー",null,3000,"同一器具","コンパクト形蛍光灯　FPL18EX 【18W】",21,1,4,4,0,0,4,null,4,4,0,0,12,30,30.24,84,0,"","【対象外】"]
[1563,17,null,4,null,464,"ベッド灯",null,"壁付け",null,"乳白カバー",null,3000,"同一器具","ナツメ球　5W　(口金 ： E12) 【5W】",5,1,4,4,0,0,4,null,4,4,0,0,12,30,7.2,20,0,"","【対象外】"]
[1564,17,null,4,null,464,"ダウンライト","φ150","埋込",null,null,null,3000,null,"ボール電球　GC100/110V40W (口金：E26) 【40W】",40,1,1,1,0,0,1,null,1,1,0,0,12,30,14.4,40,0,"","【対象外】"]
[1565,18,null,4,null,465,"ダウンライト","φ150","埋込","処置灯","乳白カバー",null,3000,null,"ハロゲンランプ（棒状）　JD100V85W (口金：E11) 【85W】",85,1,4,4,0,0,4,null,0,0,4,4,12,30,122.4,340,122.4,340,"器具交換"]
[1566,18,null,4,null,465,"ダウンライト","φ150","埋込",null,"乳白カバー",null,3000,null,"コンパクト形蛍光灯　FDL18EX 【18W】",21,1,1,1,0,0,1,null,0,0,1,1,12,30,7.56,21,7.56,21,"器具交換"]
[1567,18,null,4,null,465,"ブラケット",null,"壁付け",null,"乳白カバー",null,3000,null,"電球形蛍光灯　EFD15/12E (口金：E26) 【12W】",12,1,1,1,0,0,1,null,1,1,0,0,12,30,4.32,12,0,"","【対象外】"]
[1568,18,null,4,null,465,"ベッド灯",null,"壁付け",null,"乳白カバー",null,3000,"同一器具","FPL55+FPL18+ナツメ球",84,1,4,4,0,0,4,null,0,0,4,4,12,30,120.96,336,120.96,336,"器具交換"]
[1569,18,null,4,null,465,"ベッド灯",null,"壁付け",null,"乳白カバー",null,3000,"同一器具","コンパクト形蛍光灯　FPL18EX 【18W】",21,1,4,4,0,0,4,null,4,4,0,0,12,30,30.24,84,0,"","【対象外】"]
[1570,18,null,4,null,465,"ベッド灯",null,"壁付け",null,"乳白カバー",null,3000,"同一器具","ナツメ球　5W　(口金 ： E12) 【5W】",5,1,4,4,0,0,4,null,4,4,0,0,12,30,7.2,20,0,"","【対象外】"]
[1571,18,null,4,null,465,"ダウンライト","φ150","埋込",null,null,null,3000,null,"ボール電球　GC100/110V40W (口金：E26) 【40W】",40,1,1,1,0,0,1,null,1,1,0,0,12,30,14.4,40,0,"","【対象外】"]
[1572,19,null,4,null,466,"ダウンライト","φ150","埋込","処置灯","乳白カバー",null,3000,null,"ハロゲンランプ（棒状）　JD100V85W (口金：E11) 【85W】",85,1,4,4,0,0,4,null,0,0,4,4,12,30,122.4,340,122.4,340,"器具交換"]
[1573,19,null,4,null,466,"ダウンライト","φ150","埋込",null,"乳白カバー",null,3000,null,"コンパクト形蛍光灯　FDL18EX 【18W】",21,1,1,1,0,0,1,null,0,0,1,1,12,30,7.56,21,7.56,21,"器具交換"]
[1574,19,null,4,null,466,"ブラケット",null,"壁付け",null,"乳白カバー",null,3000,null,"電球形蛍光灯　EFD15/12E (口金：E26) 【12W】",12,1,1,1,0,0,1,null,1,1,0,0,12,30,4.32,12,0,"","【対象外】"]
[1575,19,null,4,null,466,"ベッド灯",null,"壁付け",null,"乳白カバー",null,3000,"同一器具","FPL55+FPL18+ナツメ球",84,1,4,4,0,0,4,null,0,0,4,4,12,30,120.96,336,120.96,336,"器具交換"]
[1576,19,null,4,null,466,"ベッド灯",null,"壁付け",null,"乳白カバー",null,3000,"同一器具","コンパクト形蛍光灯　FPL18EX 【18W】",21,1,4,4,0,0,4,null,4,4,0,0,12,30,30.24,84,0,"","【対象外】"]
[1577,19,null,4,null,466,"ベッド灯",null,"壁付け",null,"乳白カバー",null,3000,"同一器具","ナツメ球　5W　(口金 ： E12) 【5W】",5,1,4,4,0,0,4,null,4,4,0,0,12,30,7.2,20,0,"","【対象外】"]
[1578,19,null,4,null,466,"ダウンライト","φ150","埋込",null,null,null,3000,null,"ボール電球　GC100/110V40W (口金：E26) 【40W】",40,1,1,1,0,0,1,null,1,1,0,0,12,30,14.4,40,0,"","【対象外】"]
[1579,20,null,4,null,467,"ダウンライト","φ150","埋込","処置灯","乳白カバー",null,3000,null,"ハロゲンランプ（棒状）　JD100V85W (口金：E11) 【85W】",85,1,4,4,0,0,4,null,0,0,4,4,12,30,122.4,340,122.4,340,"器具交換"]
[1580,20,null,4,null,467,"ダウンライト","φ150","埋込",null,"乳白カバー",null,3000,null,"コンパクト形蛍光灯　FDL18EX 【18W】",21,1,1,1,0,0,1,null,0,0,1,1,12,30,7.56,21,7.56,21,"器具交換"]
[1581,20,null,4,null,467,"ブラケット",null,"壁付け",null,"乳白カバー",null,3000,null,"電球形蛍光灯　EFD15/12E (口金：E26) 【12W】",12,1,1,1,0,0,1,null,1,1,0,0,12,30,4.32,12,0,"","【対象外】"]
[1582,20,null,4,null,467,"ベッド灯",null,"壁付け",null,"乳白カバー",null,3000,"同一器具","FPL55+FPL18+ナツメ球",84,1,4,4,0,0,4,null,0,0,4,4,12,30,120.96,336,120.96,336,"器具交換"]
[1583,20,null,4,null,467,"ベッド灯",null,"壁付け",null,"乳白カバー",null,3000,"同一器具","コンパクト形蛍光灯　FPL18EX 【18W】",21,1,4,4,0,0,4,null,4,4,0,0,12,30,30.24,84,0,"","【対象外】"]
[1584,20,null,4,null,467,"ベッド灯",null,"壁付け",null,"乳白カバー",null,3000,"同一器具","ナツメ球　5W　(口金 ： E12) 【5W】",5,1,4,4,0,0,4,null,4,4,0,0,12,30,7.2,20,0,"","【対象外】"]
[1585,20,null,4,null,467,"ダウンライト","φ150","埋込",null,null,null,3000,null,"ボール電球　GC100/110V40W (口金：E26) 【40W】",40,1,1,1,0,0,1,null,1,1,0,0,12,30,14.4,40,0,"","【対象外】"]
[1586,21,null,4,null,"汚物処理室","埋込形","W150","埋込",null,null,null,5000,null,"直管蛍光灯　FHF32EX 【32W】",35,1,1,1,0,0,1,null,0,0,1,1,12,30,12.6,35,12.6,35,"管球交換"]
[1587,22,null,4,null,"スタッフステーション","スクエア","□900","埋込",null,"乳白カバー",null,5000,null,"コンパクト形蛍光灯　FPR96EX 【96W】",100,4,5,20,0,0,20,null,0,0,5,20,12,30,720,2000,720,2000,"管球交換"]
[1588,22,null,4,null,"スタッフステーション","ダウンライト","φ150","埋込",null,null,null,5000,null,"コンパクト形蛍光灯　FDL18EX 【18W】",21,1,4,4,0,0,4,null,0,0,4,4,12,30,30.24,84,30.24,84,"器具交換"]
[1589,23,null,4,null,"倉庫","逆富士形","W230","天付け",null,null,null,5000,null,"直管蛍光灯　FHF32EX 【32W】",35,2,1,2,0,0,2,null,0,0,1,2,12,30,25.2,70,25.2,70,"管球交換"]
[1590,24,null,4,null,"NICU","埋込形","W220","埋込",null,"調光","クリーンルーム",5000,"施工確認","直管蛍光灯　FHF32EX 高出力形 【45W】",48,2,14,28,0,0,28,null,0,0,14,28,12,30,483.84,1344,483.84,1344,"器具交換"]
[1591,24,null,4,null,"NICU","ライコン2個用",null,"壁付け",null,"調光","クリーンルーム",5000,"施工確認",null,"",null,null,"",null,null,"",null,"","",null,null,12,30,"","","","","その他部材"]
[1592,25,null,4,null,"観察室","埋込形","W220","埋込",null,"調光","クリーンルーム",5000,null,"直管蛍光灯　FHF32EX 【32W】",35,2,1,2,0,0,2,null,0,0,{"$f":"IF(R1608=\"\",\"\",R1608-X1608)","v":1},{"$f":"IF(S1608=\"\",\"\",S1608-Y1608)","v":2},12,30,25.2,70,25.2,70,"器具交換"]
[1593,25,null,4,null,"観察室","ライコン2個用",null,"壁付け",null,"調光","クリーンルーム",5000,null,null,"",null,null,"",null,null,"",null,"","",null,null,12,30,"","","","","その他部材"]
[1594,26,null,4,null,"前室","埋込形","W220","埋込",null,null,"クリーンルーム",5000,null,"直管蛍光灯　FHF32EX 【32W】",35,2,1,2,0,0,2,null,0,0,{"$f":"IF(R1610=\"\",\"\",R1610-X1610)","v":1},{"$f":"IF(S1610=\"\",\"\",S1610-Y1610)","v":2},12,30,25.2,70,25.2,70,"管球交換"]
[1595,27,null,4,null,"トイレ","埋込形","W220","埋込",null,null,null,5000,null,"直管蛍光灯　FHF16EX 【16W】",19,2,1,2,0,0,2,null,0,0,1,2,12,30,13.68,38,13.68,38,"管球交換"]
[1596,27,null,4,null,"トイレ","ブラケット",null,"壁付け",null,null,null,3000,null,"コンパクト形蛍光灯　FML13EX 【13W】",16,1,1,1,0,0,1,null,0,0,1,1,12,30,5.76,16,5.76,16,"器具交換"]
[1597,28,null,4,null,"休憩室","埋込形","W220","埋込",null,null,null,5000,null,"直管蛍光灯　FHF32EX 【32W】",35,2,1,2,0,0,2,null,0,0,1,2,12,30,25.2,70,25.2,70,"管球交換"]
[1598,28,null,4,null,"休憩室","埋込形","W220","埋込",null,null,null,5000,"ミニクリ非常灯","直管蛍光灯　FHF32EX 【32W】",35,2,1,2,0,0,2,null,0,0,1,2,12,30,25.2,70,25.2,70,"管球交換"]
[1599,28,null,4,null,"休憩室","流し元灯",null,"天付け",null,null,null,5000,null,"直管蛍光灯　FL20S 【20W】",23,1,1,1,0,0,1,null,0,0,1,1,12,30,8.2799999999999994,23,8.2799999999999994,23,"管球交換"]
[1600,29,null,4,null,"処置室","埋込形","W220","埋込",null,null,null,5000,null,"直管蛍光灯　FHF32EX 【32W】",35,2,1,2,0,0,2,null,0,0,1,2,12,30,25.2,70,25.2,70,"管球交換"]
[{"$f":"IF(COUNTA(B1617:O1617)=0,\"\",ROW()-16)","v":1601},29,null,4,null,"処置室","埋込形","W220","埋込",null,null,null,5000,"ミニクリ非常灯","直管蛍光灯　FHF32EX 【32W】",35,2,1,{"$f":"IF(R1617=\"\",\"\",Q1617*R1617)","v":2},0,0,{"$f":"IF(S1617=\"\",\"\",S1617-T1617)","v":2},null,{"$f":"IF(O1617=\"\",\"\",IF(OR(AH1617=\"【対象外】\",AH1617=\"【LED済】\"),R1617,IF(Y1617>0,Y1617/Q1617,0)))","v":0},{"$f":"IF(O1617=\"\",\"\",IF(OR(AH1617=\"管球交換 【間引き対象外】\",AH1617=\"器具交換 【間引き対象外】\"),T1617,IF(OR(AH1617=\"【対象外】\",AH1617=\"【LED済】\"),S1617,0)))","v":0},1,2,12,30,{"$f":"IF(O1617=\"\",\"\",IF(V1617=\"\",\"\",P1617*V1617*AB1617*AC1617/1000))","v":25.2},{"$f":"IF(O1617=\"\",\"\",IF(V1617=\"\",\"\",P1617*V1617))","v":70},{"$f":"IF(O1617=\"\",\"\",IF(AA1617=\"\",\"\",P1617*AA1617*AB1617*AC1617/1000))","v":25.2},{"$f":"IF(O1617=\"\",\"\",IF(AA1617=\"\",\"\",IF(AA1617=0,\"\",P1617*AA1617)))","v":70},"管球交換"]
[1602,30,null,4,null,"浴室","埋込形","W220","埋込",null,null,null,5000,null,"直管蛍光灯　FHF16EX 【16W】",19,2,1,2,0,0,2,null,0,0,1,2,12,30,13.68,38,13.68,38,"管球交換"]
[1603,30,null,4,null,"浴室","洗面ユニット",null,"壁付け",null,null,null,3000,null,"ボール電球　GC100/110V60W (口金：E26) 【60W】",60,1,1,1,0,0,1,null,1,1,0,0,12,30,21.6,60,0,"","【対象外】"]
[1604,30,null,4,null,"浴室","ブラケット",null,"壁付け",null,null,null,3000,null,"【管球LED済】",0,1,1,1,0,0,1,{"$f":"V1620","v":1},1,1,0,0,12,30,0,0,0,"","【LED済】"]
[1605,31,null,4,null,"シャワー","ブラケット",null,"壁付け",null,null,null,3000,null,"【管球LED済】",0,1,1,1,0,0,1,1,1,1,0,0,12,30,0,0,0,"","【LED済】"]
[1606,31,null,4,null,"シャワー","埋込形","W220","埋込",null,null,null,5000,null,"直管蛍光灯　FHF16EX 【16W】",19,2,1,2,0,0,2,null,0,0,1,2,12,30,13.68,38,13.68,38,"管球交換"]
[1607,31,null,4,null,"シャワー","洗面ユニット",null,"壁付け",null,null,null,3000,null,"ボール電球　GC100/110V60W (口金：E26) 【60W】",60,1,1,1,0,0,1,null,1,1,0,0,12,30,21.6,60,0,"","【対象外】"]
[1608,32,null,4,null,"汚物処理室","逆富士形","W230","天付け",null,null,null,5000,null,"直管蛍光灯　FHF32EX 【32W】",35,2,1,2,0,0,2,null,0,0,1,2,12,30,25.2,70,25.2,70,"管球交換"]
[1609,33,null,4,null,"洗濯室","埋込形","W220","天付け",null,"Cチャンネル回避",null,5000,null,"直管蛍光灯　FHF32EX 【32W】",35,2,1,2,0,0,2,null,0,0,1,2,12,30,25.2,70,25.2,70,"管球交換"]
[1610,34,null,4,null,"女子トイレ","ダウンライト","φ150","埋込",null,null,null,3000,null,"【管球LED済】",0,1,4,4,0,0,4,{"$f":"V1626","v":4},4,4,0,0,12,30,0,0,0,"","【LED済】"]
[1611,34,null,4,null,"女子トイレ","ブラケット",null,"壁付け",null,null,null,3000,null,"【管球LED済】",0,1,2,2,0,0,2,2,2,2,0,0,12,30,0,0,0,"","【LED済】"]
[1612,35,null,4,null,"倉庫","逆富士形","W120","天付け",null,null,null,5000,null,"直管蛍光灯　FL20S 【20W】",23,1,1,1,0,0,1,null,0,0,1,1,12,30,8.2799999999999994,23,8.2799999999999994,23,"管球交換"]
[1613,36,null,4,null,"男子トイレ","ダウンライト","φ150","埋込",null,null,null,3000,null,"【管球LED済】",0,1,4,4,0,0,4,{"$f":"V1629","v":4},4,4,0,0,12,30,0,0,0,"","【LED済】"]
[1614,36,null,4,null,"男子トイレ","ブラケット",null,"壁付け",null,null,null,3000,null,"【管球LED済】",0,1,2,2,0,0,2,2,2,2,0,0,12,30,0,0,0,"","【LED済】"]
[1615,37,null,4,null,"車椅子トイレ","埋込形","W150","埋込",null,null,null,5000,null,"直管蛍光灯　FHF32EX 【32W】",35,1,1,1,0,0,1,null,0,0,1,1,12,30,12.6,35,12.6,35,"管球交換"]
[1616,37,null,4,null,"車椅子トイレ","ブラケット",null,"壁付け",null,null,null,3000,null,"コンパクト形蛍光灯　FML13EX 【13W】",16,1,1,1,0,0,1,null,0,0,1,1,12,30,5.76,16,5.76,16,"器具交換"]
[1617,38,null,4,null,"沐浴室","埋込形","W150","埋込",null,null,null,5000,null,"直管蛍光灯　FHF32EX 【32W】",35,1,1,1,0,0,1,null,0,0,1,1,12,30,12.6,35,12.6,35,"管球交換"]
[1618,39,null,4,null,"前室2","埋込形","W150","埋込",null,null,null,5000,null,"直管蛍光灯　FHF32EX 【32W】",35,1,2,2,0,0,2,null,0,0,2,2,12,30,25.2,70,25.2,70,"管球交換"]
[1619,40,null,4,null,"廊下","コーナー灯",null,"天付け","間接照明",null,null,5000,null,"直管蛍光灯　FHF32EX 【32W】",35,1,36,36,0,0,36,null,0,0,36,36,12,30,453.6,1260,453.6,1260,"管球交換"]
[1620,40,null,4,null,"廊下","埋込形","W220","埋込",null,null,null,5000,"看板吊ってる","直管蛍光灯　FHF16EX 【16W】",19,2,2,4,0,0,4,null,0,0,2,4,12,30,27.36,76,27.36,76,"管球交換"]
[1621,41,null,4,null,"廊下","コーナー灯",null,"天付け","間接照明",null,null,5000,null,"直管蛍光灯　FHF32EX 【32W】",35,1,6,6,0,0,6,null,0,0,6,6,12,30,75.599999999999994,210,75.599999999999994,210,"管球交換"]
[1622,42,null,4,null,"廊下","コーナー灯",null,"天付け","間接照明",null,null,5000,null,"直管蛍光灯　FHF32EX 【32W】",35,1,24,24,0,0,24,null,0,0,24,24,12,30,302.39999999999998,840,302.39999999999998,840,"管球交換"]
[1623,42,null,4,null,"廊下","埋込形","W220","埋込",null,null,null,5000,"看板吊ってる","直管蛍光灯　FHF16EX 【16W】",19,2,2,4,0,0,4,null,0,0,2,4,12,30,27.36,76,27.36,76,"管球交換"]
[1624,43,null,4,null,"廊下","コーナー灯",null,"天付け","間接照明",null,null,5000,null,"直管蛍光灯　FHF32EX 【32W】",35,1,6,6,0,0,6,null,0,0,6,6,12,30,75.599999999999994,210,75.599999999999994,210,"管球交換"]
[1625,44,null,4,null,"廊下","埋込形","W150","埋込",null,null,null,5000,null,"直管蛍光灯　FHF32EX 【32W】",35,1,3,3,0,0,3,null,0,0,3,3,12,30,37.799999999999997,105,37.799999999999997,105,"管球交換"]
[1626,45,null,4,null,"院内学級","埋込形","W220","埋込",null,null,null,5000,null,"直管蛍光灯　FHF32EX 【32W】",35,2,2,4,0,0,4,null,0,0,2,4,12,30,50.4,140,50.4,140,"管球交換"]
[1627,45,null,4,null,"院内学級","埋込形","W220","埋込",null,null,null,5000,"ミニクリ非常灯","直管蛍光灯　FHF32EX 【32W】",35,2,2,4,0,0,4,null,0,0,2,4,12,30,50.4,140,50.4,140,"管球交換"]
[1628,46,null,4,null,"職員室","埋込形","W220","埋込",null,null,null,5000,"ミニクリ非常灯","直管蛍光灯　FHF32EX 【32W】",35,2,1,2,0,0,2,null,0,0,1,2,12,30,25.2,70,25.2,70,"管球交換"]
[1629,47,null,4,null,"教材室","逆富士形","W120","天付け",null,null,null,5000,"ミニクリ非常灯","直管蛍光灯　FHF32EX 【32W】",35,1,1,1,0,0,1,null,0,0,1,1,12,30,12.6,35,12.6,35,"管球交換"]
[1630,48,null,4,null,"介護浴室","逆富士形",null,"天付け",null,"防水カバー",null,5000,null,"直管蛍光灯　FHF32EX 【32W】",35,1,6,6,0,0,6,null,0,0,6,6,12,30,75.599999999999994,210,75.599999999999994,210,"管球交換"]
[1631,49,null,4,null,"がん相談支援センター","埋込形","W220","埋込",null,"Cチャンネル回避",null,5000,null,"直管蛍光灯　FHF32EX 【32W】",35,2,3,6,0,0,6,null,0,0,3,6,12,30,75.599999999999994,210,75.599999999999994,210,"管球交換"]
[1632,49,null,4,null,"がん相談支援センター","埋込形","W220","埋込",null,"Cチャンネル回避",null,5000,"ミニクリ非常灯","直管蛍光灯　FHF32EX 【32W】",35,2,2,4,0,0,4,null,0,0,2,4,12,30,50.4,140,50.4,140,"管球交換"]
[1633,50,null,4,null,"沐浴室","逆富士形",null,"天付け",null,null,null,5000,null,"直管蛍光灯　FHF32EX 【32W】",35,2,2,4,0,0,4,null,0,0,2,4,12,30,50.4,140,50.4,140,"管球交換"]
[1634,51,null,4,null,401,"ダウンライト","φ150","埋込","処置灯","乳白カバー",null,3000,null,"ハロゲンランプ（棒状）　JD100V85W (口金：E11) 【85W】",85,1,1,1,0,0,1,null,0,0,1,1,12,30,30.6,85,30.6,85,"器具交換"]
[1635,51,null,4,null,401,"ダウンライト","φ150","埋込",null,"乳白カバー",null,3000,null,"コンパクト形蛍光灯　FDL18EX 【18W】",21,1,2,2,0,0,2,null,0,0,2,2,12,30,15.12,42,15.12,42,"器具交換"]
[1636,51,null,4,null,401,"ブラケット",null,"壁付け",null,"乳白カバー",null,3000,null,"電球形蛍光灯　EFD15/12E (口金：E26) 【12W】",12,1,1,1,0,0,1,null,1,1,0,0,12,30,4.32,12,0,"","【対象外】"]
[1637,51,null,4,null,401,"ダウンライト","φ150","埋込",null,null,null,3000,null,"【管球LED済】",0,1,1,1,0,0,1,{"$f":"V1653","v":1},1,1,0,0,12,30,0,0,0,"","【LED済】"]
[1638,51,null,4,null,401,"ベッド灯",null,"壁付け",null,"乳白カバー",null,3000,"同一器具","FPL55+FPL18+ナツメ球",84,1,1,1,0,0,1,null,0,0,1,1,12,30,30.24,84,30.24,84,"器具交換"]
[1639,51,null,4,null,401,"ベッド灯",null,"壁付け",null,"乳白カバー",null,3000,"同一器具","コンパクト形蛍光灯　FPL18EX 【18W】",21,1,1,1,0,0,1,null,1,1,0,0,12,30,7.56,21,0,"","【対象外】"]
[1640,51,null,4,null,401,"ベッド灯",null,"壁付け",null,"乳白カバー",null,3000,"同一器具","ナツメ球　5W　(口金 ： E12) 【5W】",5,1,1,1,0,0,1,null,1,1,0,0,12,30,1.8,5,0,"","【対象外】"]
[1641,52,null,4,null,402,"ダウンライト","φ150","埋込","処置灯","乳白カバー",null,3000,null,"ハロゲンランプ（棒状）　JD100V85W (口金：E11) 【85W】",85,1,1,1,0,0,1,null,0,0,1,1,12,30,30.6,85,30.6,85,"器具交換"]
[1642,52,null,4,null,402,"ダウンライト","φ150","埋込",null,"乳白カバー",null,3000,null,"コンパクト形蛍光灯　FDL18EX 【18W】",21,1,2,2,0,0,2,null,0,0,2,2,12,30,15.12,42,15.12,42,"器具交換"]
[1643,52,null,4,null,402,"ブラケット",null,"壁付け",null,"乳白カバー",null,3000,null,"電球形蛍光灯　EFD15/12E (口金：E26) 【12W】",12,1,1,1,0,0,1,null,1,1,0,0,12,30,4.32,12,0,"","【対象外】"]
[1644,52,null,4,null,402,"ダウンライト","φ150","埋込",null,null,null,3000,null,"【管球LED済】",0,1,1,1,0,0,1,{"$f":"V1660","v":1},1,1,0,0,12,30,0,0,0,"","【LED済】"]
[1645,52,null,4,null,402,"ベッド灯",null,"壁付け",null,"乳白カバー",null,3000,"同一器具","FPL55+FPL18+ナツメ球",84,1,1,1,0,0,1,null,0,0,1,1,12,30,30.24,84,30.24,84,"器具交換"]
[1646,52,null,4,null,402,"ベッド灯",null,"壁付け",null,"乳白カバー",null,3000,"同一器具","コンパクト形蛍光灯　FPL18EX 【18W】",21,1,1,1,0,0,1,null,1,1,0,0,12,30,7.56,21,0,"","【対象外】"]
[1647,52,null,4,null,402,"ベッド灯",null,"壁付け",null,"乳白カバー",null,3000,"同一器具","ナツメ球　5W　(口金 ： E12) 【5W】",5,1,1,1,0,0,1,null,1,1,0,0,12,30,1.8,5,0,"","【対象外】"]
[1648,53,null,4,null,403,"ダウンライト","φ150","埋込","処置灯","乳白カバー",null,3000,null,"ハロゲンランプ（棒状）　JD100V85W (口金：E11) 【85W】",85,1,1,1,0,0,1,null,0,0,1,1,12,30,30.6,85,30.6,85,"器具交換"]
[1649,53,null,4,null,403,"ダウンライト","φ150","埋込",null,"乳白カバー",null,3000,null,"コンパクト形蛍光灯　FDL18EX 【18W】",21,1,2,2,0,0,2,null,0,0,2,2,12,30,15.12,42,15.12,42,"器具交換"]
[1650,53,null,4,null,403,"ブラケット",null,"壁付け",null,"乳白カバー",null,3000,null,"電球形蛍光灯　EFD15/12E (口金：E26) 【12W】",12,1,1,1,0,0,1,null,1,1,0,0,12,30,4.32,12,0,"","【対象外】"]
[1651,53,null,4,null,403,"ダウンライト","φ150","埋込",null,null,null,3000,null,"【管球LED済】",0,1,1,1,0,0,1,{"$f":"V1667","v":1},1,1,0,0,12,30,0,0,0,"","【LED済】"]
[1652,53,null,4,null,403,"ベッド灯",null,"壁付け",null,"乳白カバー",null,3000,"同一器具","FPL55+FPL18+ナツメ球",84,1,1,1,0,0,1,null,0,0,1,1,12,30,30.24,84,30.24,84,"器具交換"]
[1653,53,null,4,null,403,"ベッド灯",null,"壁付け",null,"乳白カバー",null,3000,"同一器具","コンパクト形蛍光灯　FPL18EX 【18W】",21,1,1,1,0,0,1,null,1,1,0,0,12,30,7.56,21,0,"","【対象外】"]
[1654,53,null,4,null,403,"ベッド灯",null,"壁付け",null,"乳白カバー",null,3000,"同一器具","ナツメ球　5W　(口金 ： E12) 【5W】",5,1,1,1,0,0,1,null,1,1,0,0,12,30,1.8,5,0,"","【対象外】"]
[1655,54,null,4,null,404,"ダウンライト","φ150","埋込","処置灯","乳白カバー",null,3000,null,"ハロゲンランプ（棒状）　JD100V85W (口金：E11) 【85W】",85,1,1,1,0,0,1,null,0,0,1,1,12,30,30.6,85,30.6,85,"器具交換"]
[1656,54,null,4,null,404,"ダウンライト","φ150","埋込",null,"乳白カバー",null,3000,null,"コンパクト形蛍光灯　FDL18EX 【18W】",21,1,2,2,0,0,2,null,0,0,2,2,12,30,15.12,42,15.12,42,"器具交換"]
[1657,54,null,4,null,404,"ブラケット",null,"壁付け",null,"乳白カバー",null,3000,null,"電球形蛍光灯　EFD15/12E (口金：E26) 【12W】",12,1,1,1,0,0,1,null,1,1,0,0,12,30,4.32,12,0,"","【対象外】"]
[1658,54,null,4,null,404,"ダウンライト","φ150","埋込",null,null,null,3000,null,"【管球LED済】",0,1,1,1,0,0,1,{"$f":"V1674","v":1},1,1,{"$f":"IF(R1674=\"\",\"\",R1674-X1674)","v":0},{"$f":"IF(S1674=\"\",\"\",S1674-Y1674)","v":0},12,30,0,0,0,"","【LED済】"]
[1659,54,null,4,null,404,"ベッド灯",null,"壁付け",null,"乳白カバー",null,3000,"同一器具","FPL55+FPL18+ナツメ球",84,1,1,1,0,0,1,null,0,0,1,1,12,30,30.24,84,30.24,84,"器具交換"]
[1660,54,null,4,null,404,"ベッド灯",null,"壁付け",null,"乳白カバー",null,3000,"同一器具","コンパクト形蛍光灯　FPL18EX 【18W】",21,1,1,1,0,0,1,null,1,1,0,0,12,30,7.56,21,0,"","【対象外】"]
[1661,54,null,4,null,404,"ベッド灯",null,"壁付け",null,"乳白カバー",null,3000,"同一器具","ナツメ球　5W　(口金 ： E12) 【5W】",5,1,1,1,0,0,1,null,1,1,0,0,12,30,1.8,5,0,"","【対象外】"]
[1662,55,null,4,null,405,"ダウンライト","φ150","埋込","処置灯","乳白カバー",null,3000,null,"ハロゲンランプ（棒状）　JD100V85W (口金：E11) 【85W】",85,1,1,1,0,0,1,null,0,0,1,1,12,30,30.6,85,30.6,85,"器具交換"]
[1663,55,null,4,null,405,"ダウンライト","φ150","埋込",null,"乳白カバー",null,3000,null,"コンパクト形蛍光灯　FDL18EX 【18W】",21,1,2,2,0,0,2,null,0,0,2,2,12,30,15.12,42,15.12,42,"器具交換"]
[1664,55,null,4,null,405,"ブラケット",null,"壁付け",null,"乳白カバー",null,3000,null,"電球形蛍光灯　EFD15/12E (口金：E26) 【12W】",12,1,1,1,0,0,1,null,1,1,0,0,12,30,4.32,12,0,"","【対象外】"]
[{"$f":"IF(COUNTA(B1681:O1681)=0,\"\",ROW()-16)","v":1665},55,null,4,null,405,"ダウンライト","φ150","埋込",null,null,null,3000,null,"【管球LED済】",0,1,1,{"$f":"IF(R1681=\"\",\"\",Q1681*R1681)","v":1},0,0,{"$f":"IF(S1681=\"\",\"\",S1681-T1681)","v":1},{"$f":"V1681","v":1},{"$f":"IF(O1681=\"\",\"\",IF(OR(AH1681=\"【対象外】\",AH1681=\"【LED済】\"),R1681,IF(Y1681>0,Y1681/Q1681,0)))","v":1},{"$f":"IF(O1681=\"\",\"\",IF(OR(AH1681=\"管球交換 【間引き対象外】\",AH1681=\"器具交換 【間引き対象外】\"),T1681,IF(OR(AH1681=\"【対象外】\",AH1681=\"【LED済】\"),S1681,0)))","v":1},0,0,12,30,{"$f":"IF(O1681=\"\",\"\",IF(V1681=\"\",\"\",P1681*V1681*AB1681*AC1681/1000))","v":0},{"$f":"IF(O1681=\"\",\"\",IF(V1681=\"\",\"\",P1681*V1681))","v":0},{"$f":"IF(O1681=\"\",\"\",IF(AA1681=\"\",\"\",P1681*AA1681*AB1681*AC1681/1000))","v":0},{"$f":"IF(O1681=\"\",\"\",IF(AA1681=\"\",\"\",IF(AA1681=0,\"\",P1681*AA1681)))","v":""},"【LED済】"]
[1666,55,null,4,null,405,"ベッド灯",null,"壁付け",null,"乳白カバー",null,3000,"同一器具","FPL55+FPL18+ナツメ球",84,1,1,1,0,0,1,null,0,0,1,1,12,30,30.24,84,30.24,84,"器具交換"]
[1667,55,null,4,null,405,"ベッド灯",null,"壁付け",null,"乳白カバー",null,3000,"同一器具","コンパクト形蛍光灯　FPL18EX 【18W】",21,1,1,1,0,0,1,null,1,1,0,0,12,30,7.56,21,0,"","【対象外】"]
[1668,55,null,4,null,405,"ベッド灯",null,"壁付け",null,"乳白カバー",null,3000,"同一器具","ナツメ球　5W　(口金 ： E12) 【5W】",5,1,1,1,0,0,1,null,1,1,0,0,12,30,1.8,5,0,"","【対象外】"]
[1669,56,null,4,null,406,"ダウンライト","φ150","埋込","処置灯","乳白カバー",null,3000,null,"ハロゲンランプ（棒状）　JD100V85W (口金：E11) 【85W】",85,1,1,1,0,0,1,null,0,0,1,1,12,30,30.6,85,30.6,85,"器具交換"]
[1670,56,null,4,null,406,"ダウンライト","φ150","埋込",null,"乳白カバー",null,3000,null,"コンパクト形蛍光灯　FDL18EX 【18W】",21,1,2,2,0,0,2,null,0,0,2,2,12,30,15.12,42,15.12,42,"器具交換"]
[1671,56,null,4,null,406,"ブラケット",null,"壁付け",null,"乳白カバー",null,3000,null,"電球形蛍光灯　EFD15/12E (口金：E26) 【12W】",12,1,1,1,0,0,1,null,1,1,0,0,12,30,4.32,12,0,"","【対象外】"]
[1672,56,null,4,null,406,"ダウンライト","φ150","埋込",null,null,null,3000,null,"【管球LED済】",0,1,1,1,0,0,1,{"$f":"V1688","v":1},1,1,0,0,12,30,0,0,0,"","【LED済】"]
[1673,56,null,4,null,406,"ベッド灯",null,"壁付け",null,"乳白カバー",null,3000,"同一器具","FPL55+FPL18+ナツメ球",84,1,1,1,0,0,1,null,0,0,1,1,12,30,30.24,84,30.24,84,"器具交換"]
[1674,56,null,4,null,406,"ベッド灯",null,"壁付け",null,"乳白カバー",null,3000,"同一器具","コンパクト形蛍光灯　FPL18EX 【18W】",21,1,1,1,0,0,1,null,1,1,0,0,12,30,7.56,21,0,"","【対象外】"]
[1675,56,null,4,null,406,"ベッド灯",null,"壁付け",null,"乳白カバー",null,3000,"同一器具","ナツメ球　5W　(口金 ： E12) 【5W】",5,1,1,1,0,0,1,null,1,1,0,0,12,30,1.8,5,0,"","【対象外】"]
[1676,57,null,4,null,407,"ダウンライト","φ150","埋込","処置灯","乳白カバー",null,3000,null,"ハロゲンランプ（棒状）　JD100V85W (口金：E11) 【85W】",85,1,1,1,0,0,1,null,0,0,1,1,12,30,30.6,85,30.6,85,"器具交換"]
[1677,57,null,4,null,407,"ダウンライト","φ150","埋込",null,"乳白カバー",null,3000,null,"コンパクト形蛍光灯　FDL18EX 【18W】",21,1,2,2,0,0,2,null,0,0,2,2,12,30,15.12,42,15.12,42,"器具交換"]
[1678,57,null,4,null,407,"ブラケット",null,"壁付け",null,"乳白カバー",null,3000,null,"電球形蛍光灯　EFD15/12E (口金：E26) 【12W】",12,1,1,1,0,0,1,null,1,1,0,0,12,30,4.32,12,0,"","【対象外】"]
[1679,57,null,4,null,407,"ダウンライト","φ150","埋込",null,null,null,3000,null,"【管球LED済】",0,1,1,1,0,0,1,{"$f":"V1695","v":1},1,1,0,0,12,30,0,0,0,"","【LED済】"]
[1680,57,null,4,null,407,"ベッド灯",null,"壁付け",null,"乳白カバー",null,3000,"同一器具","FPL55+FPL18+ナツメ球",84,1,1,1,0,0,1,null,0,0,1,1,12,30,30.24,84,30.24,84,"器具交換"]
[1681,57,null,4,null,407,"ベッド灯",null,"壁付け",null,"乳白カバー",null,3000,"同一器具","コンパクト形蛍光灯　FPL18EX 【18W】",21,1,1,1,0,0,1,null,1,1,0,0,12,30,7.56,21,0,"","【対象外】"]
[1682,57,null,4,null,407,"ベッド灯",null,"壁付け",null,"乳白カバー",null,3000,"同一器具","ナツメ球　5W　(口金 ： E12) 【5W】",5,1,1,1,0,0,1,null,1,1,0,0,12,30,1.8,5,0,"","【対象外】"]
[1683,58,null,4,null,408,"ダウンライト","φ150","埋込","処置灯","乳白カバー",null,3000,null,"ハロゲンランプ（棒状）　JD100V85W (口金：E11) 【85W】",85,1,1,1,0,0,1,null,0,0,1,1,12,30,30.6,85,30.6,85,"器具交換"]
[1684,58,null,4,null,408,"ダウンライト","φ150","埋込",null,"乳白カバー",null,3000,null,"コンパクト形蛍光灯　FDL18EX 【18W】",21,1,2,2,0,0,2,null,0,0,2,2,12,30,15.12,42,15.12,42,"器具交換"]
[1685,58,null,4,null,408,"ブラケット",null,"壁付け",null,"乳白カバー",null,3000,null,"電球形蛍光灯　EFD15/12E (口金：E26) 【12W】",12,1,1,1,0,0,1,null,1,1,0,0,12,30,4.32,12,0,"","【対象外】"]
[1686,58,null,4,null,408,"ダウンライト","φ150","埋込",null,null,null,3000,null,"【管球LED済】",0,1,1,1,0,0,1,{"$f":"V1702","v":1},1,1,0,0,12,30,0,0,0,"","【LED済】"]
[1687,58,null,4,null,408,"ベッド灯",null,"壁付け",null,"乳白カバー",null,3000,"同一器具","FPL55+FPL18+ナツメ球",84,1,1,1,0,0,1,null,0,0,1,1,12,30,30.24,84,30.24,84,"器具交換"]
[1688,58,null,4,null,408,"ベッド灯",null,"壁付け",null,"乳白カバー",null,3000,"同一器具","コンパクト形蛍光灯　FPL18EX 【18W】",21,1,1,1,0,0,1,null,1,1,0,0,12,30,7.56,21,0,"","【対象外】"]
[1689,58,null,4,null,408,"ベッド灯",null,"壁付け",null,"乳白カバー",null,3000,"同一器具","ナツメ球　5W　(口金 ： E12) 【5W】",5,1,1,1,0,0,1,null,1,1,0,0,12,30,1.8,5,0,"","【対象外】"]
[1690,59,null,4,null,409,"ダウンライト","φ150","埋込","処置灯","乳白カバー",null,3000,null,"ハロゲンランプ（棒状）　JD100V85W (口金：E11) 【85W】",85,1,1,1,0,0,1,null,0,0,1,1,12,30,30.6,85,30.6,85,"器具交換"]
[1691,59,null,4,null,409,"ダウンライト","φ150","埋込",null,"乳白カバー",null,3000,null,"コンパクト形蛍光灯　FDL18EX 【18W】",21,1,1,1,0,0,1,null,0,0,1,1,12,30,7.56,21,7.56,21,"器具交換"]
[1692,59,null,4,null,409,"ブラケット",null,"壁付け",null,"乳白カバー",null,3000,null,"電球形蛍光灯　EFD15/12E (口金：E26) 【12W】",12,1,1,1,0,0,1,null,1,1,0,0,12,30,4.32,12,0,"","【対象外】"]
[1693,59,null,4,null,409,"ブラケット",null,"壁付け",null,"防水カバー",null,3000,null,"【管球LED済】",0,1,2,2,0,0,2,{"$f":"V1709","v":2},2,2,0,0,12,30,0,0,0,"","【LED済】"]
[1694,59,null,4,null,409,"ベッド灯",null,"壁付け",null,"乳白カバー",null,3000,"同一器具","FPL55+FPL18+ナツメ球",84,1,1,1,0,0,1,null,0,0,1,1,12,30,30.24,84,30.24,84,"器具交換"]
[1695,59,null,4,null,409,"ベッド灯",null,"壁付け",null,"乳白カバー",null,3000,"同一器具","コンパクト形蛍光灯　FPL18EX 【18W】",21,1,1,1,0,0,1,null,1,1,0,0,12,30,7.56,21,0,"","【対象外】"]
[1696,59,null,4,null,409,"ベッド灯",null,"壁付け",null,"乳白カバー",null,3000,"同一器具","ナツメ球　5W　(口金 ： E12) 【5W】",5,1,1,1,0,0,1,null,1,1,0,0,12,30,1.8,5,0,"","【対象外】"]
[1697,60,null,4,null,410,"ダウンライト","φ150","埋込","処置灯","乳白カバー",null,3000,null,"ハロゲンランプ（棒状）　JD100V85W (口金：E11) 【85W】",85,1,1,1,0,0,1,null,0,0,1,1,12,30,30.6,85,30.6,85,"器具交換"]
[1698,60,null,4,null,410,"ダウンライト","φ150","埋込",null,"乳白カバー",null,3000,null,"コンパクト形蛍光灯　FDL18EX 【18W】",21,1,1,1,0,0,1,null,0,0,1,1,12,30,7.56,21,7.56,21,"器具交換"]
[1699,60,null,4,null,410,"ブラケット",null,"壁付け",null,"乳白カバー",null,3000,null,"電球形蛍光灯　EFD15/12E (口金：E26) 【12W】",12,1,1,1,0,0,1,null,1,1,0,0,12,30,4.32,12,0,"","【対象外】"]
[1700,60,null,4,null,410,"ブラケット",null,"壁付け",null,"防水カバー",null,3000,null,"【管球LED済】",0,1,2,2,0,0,2,{"$f":"V1716","v":2},2,2,0,0,12,30,0,0,0,"","【LED済】"]
[1701,60,null,4,null,410,"ベッド灯",null,"壁付け",null,"乳白カバー",null,3000,"同一器具","FPL55+FPL18+ナツメ球",84,1,1,1,0,0,1,null,0,0,1,1,12,30,30.24,84,30.24,84,"器具交換"]
[1702,60,null,4,null,410,"ベッド灯",null,"壁付け",null,"乳白カバー",null,3000,"同一器具","コンパクト形蛍光灯　FPL18EX 【18W】",21,1,1,1,0,0,1,null,1,1,0,0,12,30,7.56,21,0,"","【対象外】"]
[1703,60,null,4,null,410,"ベッド灯",null,"壁付け",null,"乳白カバー",null,3000,"同一器具","ナツメ球　5W　(口金 ： E12) 【5W】",5,1,1,1,0,0,1,null,1,1,0,0,12,30,1.8,5,0,"","【対象外】"]
[1704,61,null,4,null,411,"ダウンライト","φ150","埋込","処置灯","乳白カバー",null,3000,null,"ハロゲンランプ（棒状）　JD100V85W (口金：E11) 【85W】",85,1,4,4,0,0,4,null,0,0,4,4,12,30,122.4,340,122.4,340,"器具交換"]
[1705,61,null,4,null,411,"ダウンライト","φ150","埋込",null,"乳白カバー",null,3000,null,"コンパクト形蛍光灯　FDL18EX 【18W】",21,1,1,1,0,0,1,null,0,0,1,1,12,30,7.56,21,7.56,21,"器具交換"]
[1706,61,null,4,null,411,"ブラケット",null,"壁付け",null,"乳白カバー",null,3000,null,"電球形蛍光灯　EFD15/12E (口金：E26) 【12W】",12,1,1,1,0,0,1,null,1,1,0,0,12,30,4.32,12,0,"","【対象外】"]
[1707,61,null,4,null,411,"ベッド灯",null,"壁付け",null,"乳白カバー",null,3000,"同一器具","FPL55+FPL18+ナツメ球",84,1,4,4,0,0,4,null,0,0,4,4,12,30,120.96,336,120.96,336,"器具交換"]
[1708,61,null,4,null,411,"ベッド灯",null,"壁付け",null,"乳白カバー",null,3000,"同一器具","コンパクト形蛍光灯　FPL18EX 【18W】",21,1,4,4,0,0,4,null,4,4,0,0,12,30,30.24,84,0,"","【対象外】"]
[1709,61,null,4,null,411,"ベッド灯",null,"壁付け",null,"乳白カバー",null,3000,"同一器具","ナツメ球　5W　(口金 ： E12) 【5W】",5,1,4,4,0,0,4,null,4,4,0,0,12,30,7.2,20,0,"","【対象外】"]
[1710,61,null,4,null,411,"ダウンライト","φ150","埋込",null,null,null,3000,null,"ボール電球　GC100/110V40W (口金：E26) 【40W】",40,1,1,1,0,0,1,null,1,1,0,0,12,30,14.4,40,0,"","【対象外】"]
[1711,62,null,4,null,"図書室","逆富士形",null,"天付け",null,null,null,5000,null,"【器具LED済】",0,1,4,4,0,0,4,{"$f":"V1727","v":4},4,4,0,0,12,30,0,0,0,"","【LED済】"]
[1712,62,null,4,null,"図書室","ダウンライト","φ150","埋込",null,null,null,3000,null,"ホワイト電球　LW100/110V60W (口金：E26) 【60W】",60,1,2,2,0,0,2,null,2,2,0,0,12,30,43.2,120,0,"","【対象外】"]
[1713,62,null,4,null,"図書室","ブラケット",null,"壁付け",null,null,null,3000,null,"電球形蛍光灯　EFD15/12E (口金：E26) 【12W】",12,1,1,1,0,0,1,null,1,1,0,0,12,30,4.32,12,0,"","【対象外】"]
[1714,63,null,4,null,"倉庫","逆富士形",null,"天付け",null,null,null,5000,null,"直管蛍光灯　FHF32EX 【32W】",35,1,1,1,0,0,1,null,0,0,1,1,12,30,12.6,35,12.6,35,"管球交換"]
[1715,64,null,4,null,413,"ダウンライト","φ150","埋込","処置灯","乳白カバー",null,3000,null,"ハロゲンランプ（棒状）　JD100V85W (口金：E11) 【85W】",85,1,4,4,0,0,4,null,0,0,4,4,12,30,122.4,340,122.4,340,"器具交換"]
[1716,64,null,4,null,413,"ダウンライト","φ150","埋込",null,"乳白カバー",null,3000,null,"コンパクト形蛍光灯　FDL18EX 【18W】",21,1,1,1,0,0,1,null,0,0,1,1,12,30,7.56,21,7.56,21,"器具交換"]
[1717,64,null,4,null,413,"ブラケット",null,"壁付け",null,"乳白カバー",null,3000,null,"電球形蛍光灯　EFD15/12E (口金：E26) 【12W】",12,1,1,1,0,0,1,null,1,1,0,0,12,30,4.32,12,0,"","【対象外】"]
[1718,64,null,4,null,413,"ベッド灯",null,"壁付け",null,"乳白カバー",null,3000,"同一器具","FPL55+FPL18+ナツメ球",84,1,4,4,0,0,4,null,0,0,4,4,12,30,120.96,336,120.96,336,"器具交換"]
[1719,64,null,4,null,413,"ベッド灯",null,"壁付け",null,"乳白カバー",null,3000,"同一器具","コンパクト形蛍光灯　FPL18EX 【18W】",21,1,4,4,0,0,4,null,4,4,0,0,12,30,30.24,84,0,"","【対象外】"]
[1720,64,null,4,null,413,"ベッド灯",null,"壁付け",null,"乳白カバー",null,3000,"同一器具","ナツメ球　5W　(口金 ： E12) 【5W】",5,1,4,4,0,0,4,null,4,4,0,0,12,30,7.2,20,0,"","【対象外】"]
[1721,64,null,4,null,413,"ダウンライト","φ150","埋込",null,null,null,3000,null,"ボール電球　GC100/110V40W (口金：E26) 【40W】",40,1,1,1,0,0,1,null,1,1,0,0,12,30,14.4,40,0,"","【対象外】"]
[1722,65,null,4,null,414,"ダウンライト","φ150","埋込","処置灯","乳白カバー",null,3000,null,"ハロゲンランプ（棒状）　JD100V85W (口金：E11) 【85W】",85,1,4,4,0,0,4,null,0,0,{"$f":"IF(R1738=\"\",\"\",R1738-X1738)","v":4},{"$f":"IF(S1738=\"\",\"\",S1738-Y1738)","v":4},12,30,122.4,340,122.4,340,"器具交換"]
[1723,65,null,4,null,414,"ダウンライト","φ150","埋込",null,"乳白カバー",null,3000,null,"コンパクト形蛍光灯　FDL18EX 【18W】",21,1,1,1,0,0,1,null,0,0,1,1,12,30,7.56,21,7.56,21,"器具交換"]
[1724,65,null,4,null,414,"ブラケット",null,"壁付け",null,"乳白カバー",null,3000,null,"電球形蛍光灯　EFD15/12E (口金：E26) 【12W】",12,1,1,1,0,0,1,null,1,1,0,0,12,30,4.32,12,0,"","【対象外】"]
[1725,65,null,4,null,414,"ベッド灯",null,"壁付け",null,"乳白カバー",null,3000,"同一器具","FPL55+FPL18+ナツメ球",84,1,4,4,0,0,4,null,0,0,4,4,12,30,120.96,336,120.96,336,"器具交換"]
[1726,65,null,4,null,414,"ベッド灯",null,"壁付け",null,"乳白カバー",null,3000,"同一器具","コンパクト形蛍光灯　FPL18EX 【18W】",21,1,4,4,0,0,4,null,4,4,0,0,12,30,30.24,84,0,"","【対象外】"]
[1727,65,null,4,null,414,"ベッド灯",null,"壁付け",null,"乳白カバー",null,3000,"同一器具","ナツメ球　5W　(口金 ： E12) 【5W】",5,1,4,4,0,0,4,null,4,4,0,0,12,30,7.2,20,0,"","【対象外】"]
[1728,65,null,4,null,414,"ダウンライト","φ150","埋込",null,null,null,3000,null,"ボール電球　GC100/110V40W (口金：E26) 【40W】",40,1,1,1,0,0,1,null,1,1,0,0,12,30,14.4,40,0,"","【対象外】"]
[{"$f":"IF(COUNTA(B1745:O1745)=0,\"\",ROW()-16)","v":1729},66,null,4,null,415,"ダウンライト","φ150","埋込","処置灯","乳白カバー",null,3000,null,"ハロゲンランプ（棒状）　JD100V85W (口金：E11) 【85W】",85,1,4,{"$f":"IF(R1745=\"\",\"\",Q1745*R1745)","v":4},0,0,{"$f":"IF(S1745=\"\",\"\",S1745-T1745)","v":4},null,{"$f":"IF(O1745=\"\",\"\",IF(OR(AH1745=\"【対象外】\",AH1745=\"【LED済】\"),R1745,IF(Y1745>0,Y1745/Q1745,0)))","v":0},{"$f":"IF(O1745=\"\",\"\",IF(OR(AH1745=\"管球交換 【間引き対象外】\",AH1745=\"器具交換 【間引き対象外】\"),T1745,IF(OR(AH1745=\"【対象外】\",AH1745=\"【LED済】\"),S1745,0)))","v":0},4,4,12,30,{"$f":"IF(O1745=\"\",\"\",IF(V1745=\"\",\"\",P1745*V1745*AB1745*AC1745/1000))","v":122.4},{"$f":"IF(O1745=\"\",\"\",IF(V1745=\"\",\"\",P1745*V1745))","v":340},{"$f":"IF(O1745=\"\",\"\",IF(AA1745=\"\",\"\",P1745*AA1745*AB1745*AC1745/1000))","v":122.4},{"$f":"IF(O1745=\"\",\"\",IF(AA1745=\"\",\"\",IF(AA1745=0,\"\",P1745*AA1745)))","v":340},"器具交換"]
[1730,66,null,4,null,415,"ダウンライト","φ150","埋込",null,"乳白カバー",null,3000,null,"コンパクト形蛍光灯　FDL18EX 【18W】",21,1,1,1,0,0,1,null,0,0,1,1,12,30,7.56,21,7.56,21,"器具交換"]
[1731,66,null,4,null,415,"ブラケット",null,"壁付け",null,"乳白カバー",null,3000,null,"電球形蛍光灯　EFD15/12E (口金：E26) 【12W】",12,1,1,1,0,0,1,null,1,1,0,0,12,30,4.32,12,0,"","【対象外】"]
[1732,66,null,4,null,415,"ベッド灯",null,"壁付け",null,"乳白カバー",null,3000,"同一器具","FPL55+FPL18+ナツメ球",84,1,4,4,0,0,4,null,0,0,4,4,12,30,120.96,336,120.96,336,"器具交換"]
[1733,66,null,4,null,415,"ベッド灯",null,"壁付け",null,"乳白カバー",null,3000,"同一器具","コンパクト形蛍光灯　FPL18EX 【18W】",21,1,4,4,0,0,4,null,4,4,0,0,12,30,30.24,84,0,"","【対象外】"]
[1734,66,null,4,null,415,"ベッド灯",null,"壁付け",null,"乳白カバー",null,3000,"同一器具","ナツメ球　5W　(口金 ： E12) 【5W】",5,1,4,4,0,0,4,null,4,4,0,0,12,30,7.2,20,0,"","【対象外】"]
[1735,66,null,4,null,415,"ダウンライト","φ150","埋込",null,null,null,3000,null,"ボール電球　GC100/110V40W (口金：E26) 【40W】",40,1,1,1,0,0,1,null,1,1,0,0,12,30,14.4,40,0,"","【対象外】"]
[1736,67,null,4,null,416,"ダウンライト","φ150","埋込","処置灯","乳白カバー",null,3000,null,"ハロゲンランプ（棒状）　JD100V85W (口金：E11) 【85W】",85,1,4,4,0,0,4,null,0,0,4,4,12,30,122.4,340,122.4,340,"器具交換"]
[1737,67,null,4,null,416,"ダウンライト","φ150","埋込",null,"乳白カバー",null,3000,null,"コンパクト形蛍光灯　FDL18EX 【18W】",21,1,1,1,0,0,1,null,0,0,1,1,12,30,7.56,21,7.56,21,"器具交換"]
[1738,67,null,4,null,416,"ブラケット",null,"壁付け",null,"乳白カバー",null,3000,null,"電球形蛍光灯　EFD15/12E (口金：E26) 【12W】",12,1,1,1,0,0,1,null,1,1,0,0,12,30,4.32,12,0,"","【対象外】"]
[1739,67,null,4,null,416,"ベッド灯",null,"壁付け",null,"乳白カバー",null,3000,"同一器具","FPL55+FPL18+ナツメ球",84,1,4,4,0,0,4,null,0,0,4,4,12,30,120.96,336,120.96,336,"器具交換"]
[1740,67,null,4,null,416,"ベッド灯",null,"壁付け",null,"乳白カバー",null,3000,"同一器具","コンパクト形蛍光灯　FPL18EX 【18W】",21,1,4,4,0,0,4,null,4,4,0,0,12,30,30.24,84,0,"","【対象外】"]
[1741,67,null,4,null,416,"ベッド灯",null,"壁付け",null,"乳白カバー",null,3000,"同一器具","ナツメ球　5W　(口金 ： E12) 【5W】",5,1,4,4,0,0,4,null,4,4,0,0,12,30,7.2,20,0,"","【対象外】"]
[1742,67,null,4,null,416,"ダウンライト","φ150","埋込",null,null,null,3000,null,"ボール電球　GC100/110V40W (口金：E26) 【40W】",40,1,1,1,0,0,1,null,1,1,0,0,12,30,14.4,40,0,"","【対象外】"]
[1743,68,null,4,null,417,"ダウンライト","φ150","埋込","処置灯","乳白カバー",null,3000,null,"ハロゲンランプ（棒状）　JD100V85W (口金：E11) 【85W】",85,1,4,4,0,0,4,null,0,0,4,4,12,30,122.4,340,122.4,340,"器具交換"]
[1744,68,null,4,null,417,"ダウンライト","φ150","埋込",null,"乳白カバー",null,3000,null,"コンパクト形蛍光灯　FDL18EX 【18W】",21,1,1,1,0,0,1,null,0,0,1,1,12,30,7.56,21,7.56,21,"器具交換"]
[1745,68,null,4,null,417,"ブラケット",null,"壁付け",null,"乳白カバー",null,3000,null,"電球形蛍光灯　EFD15/12E (口金：E26) 【12W】",12,1,1,1,0,0,1,null,1,1,0,0,12,30,4.32,12,0,"","【対象外】"]
[1746,68,null,4,null,417,"ベッド灯",null,"壁付け",null,"乳白カバー",null,3000,"同一器具","FPL55+FPL18+ナツメ球",84,1,4,4,0,0,4,null,0,0,4,4,12,30,120.96,336,120.96,336,"器具交換"]
[1747,68,null,4,null,417,"ベッド灯",null,"壁付け",null,"乳白カバー",null,3000,"同一器具","コンパクト形蛍光灯　FPL18EX 【18W】",21,1,4,4,0,0,4,null,4,4,0,0,12,30,30.24,84,0,"","【対象外】"]
[1748,68,null,4,null,417,"ベッド灯",null,"壁付け",null,"乳白カバー",null,3000,"同一器具","ナツメ球　5W　(口金 ： E12) 【5W】",5,1,4,4,0,0,4,null,4,4,0,0,12,30,7.2,20,0,"","【対象外】"]
[1749,68,null,4,null,417,"ダウンライト","φ150","埋込",null,null,null,3000,null,"ボール電球　GC100/110V40W (口金：E26) 【40W】",40,1,1,1,0,0,1,null,1,1,0,0,12,30,14.4,40,0,"","【対象外】"]
[1750,69,null,4,null,"浴室","埋込形","W220","埋込",null,null,null,5000,null,"直管蛍光灯　FHF16EX 【16W】",19,2,1,2,0,0,2,null,0,0,1,2,12,30,13.68,38,13.68,38,"管球交換"]
[1751,69,null,4,null,"浴室","洗面ユニット",null,"壁付け",null,null,null,3000,null,"ボール電球　GC100/110V60W (口金：E26) 【60W】",60,1,1,1,0,0,1,null,1,1,0,0,12,30,21.6,60,0,"","【対象外】"]
[1752,69,null,4,null,"浴室","ブラケット",null,"壁付け",null,null,null,3000,null,"【管球LED済】",0,1,1,1,0,0,1,{"$f":"V1768","v":1},1,1,0,0,12,30,0,0,0,"","【LED済】"]
[1753,70,null,4,null,"シャワー","埋込形","W220","埋込",null,null,null,5000,null,"直管蛍光灯　FHF16EX 【16W】",19,2,1,2,0,0,2,null,0,0,1,2,12,30,13.68,38,13.68,38,"管球交換"]
[1754,70,null,4,null,"シャワー","洗面ユニット",null,"壁付け",null,null,null,3000,null,"ボール電球　GC100/110V60W (口金：E26) 【60W】",60,1,1,1,0,0,1,null,1,1,0,0,12,30,21.6,60,0,"","【対象外】"]
[1755,70,null,4,null,"シャワー","ブラケット",null,"壁付け",null,null,null,3000,null,"【管球LED済】",0,1,1,1,0,0,1,{"$f":"V1771","v":1},1,1,0,0,12,30,0,0,0,"","【LED済】"]
[1756,71,null,4,null,"女子トイレ","ダウンライト","φ150","埋込",null,null,null,3000,null,"ホワイト電球　LW100/110V60W (口金：E26) 【60W】",60,1,5,5,0,0,5,null,5,5,0,0,12,30,108,300,0,"","【対象外】"]
[1757,71,null,4,null,"女子トイレ","ブラケット",null,"壁付け",null,null,null,3000,null,"【管球LED済】",0,1,2,2,0,0,2,{"$f":"V1773","v":2},2,2,0,0,12,30,0,0,0,"","【LED済】"]
[1758,72,null,4,null,"車椅子トイレ","埋込形","W150","埋込",null,null,null,5000,null,"直管蛍光灯　FHF32EX 【32W】",35,1,1,1,0,0,1,null,0,0,1,1,12,30,12.6,35,12.6,35,"管球交換"]
[1759,72,null,4,null,"車椅子トイレ","ブラケット",null,"壁付け",null,null,null,3000,null,"コンパクト形蛍光灯　FML13EX 【13W】",16,1,1,1,0,0,1,null,0,0,1,1,12,30,5.76,16,5.76,16,"器具交換"]
[1760,73,null,4,null,"洗濯室","埋込形","W220","天付け",null,"Cチャンネル回避",null,5000,null,"直管蛍光灯　FHF32EX 【32W】",35,2,1,2,0,0,2,null,0,0,1,2,12,30,25.2,70,25.2,70,"管球交換"]
[1761,74,null,4,null,"汚物処理室","逆富士形","W230","天付け",null,null,null,5000,null,"直管蛍光灯　FHF32EX 【32W】",35,2,1,2,0,0,2,null,0,0,1,2,12,30,25.2,70,25.2,70,"管球交換"]
[1762,75,null,4,null,"通路","埋込形","W150","埋込",null,null,null,5000,null,"直管蛍光灯　FHF32EX 【32W】",35,1,3,3,0,0,3,null,0,0,3,3,12,30,37.799999999999997,105,37.799999999999997,105,"管球交換"]
[1763,76,null,4,null,"洗髪室","埋込形","W220","埋込",null,null,null,5000,null,"直管蛍光灯　FHF32EX 高出力形 【45W】",48,2,1,2,0,0,2,null,0,0,1,2,12,30,34.56,96,34.56,96,"管球交換"]
[1764,76,null,4,null,"洗髪室","ブラケット",null,"壁付け",null,null,null,3000,null,"コンパクト形蛍光灯　FML13EX 【13W】",16,1,1,1,0,0,1,null,0,0,1,1,12,30,5.76,16,5.76,16,"器具交換"]
[1765,77,null,4,null,"廊下","コーナー灯",null,"天付け","間接照明",null,null,5000,null,"直管蛍光灯　FHF32EX 【32W】",35,1,18,18,0,0,18,null,0,0,18,18,12,30,226.8,630,226.8,630,"管球交換"]
[1766,77,null,4,null,"廊下","埋込形","W220","埋込",null,null,null,5000,"看板吊ってる","直管蛍光灯　FHF16EX 【16W】",19,2,1,2,0,0,2,null,0,0,1,2,12,30,13.68,38,13.68,38,"管球交換"]
[1767,78,null,4,null,"廊下","コーナー灯",null,"天付け","間接照明",null,null,5000,null,"直管蛍光灯　FHF32EX 【32W】",35,1,6,6,0,0,6,null,0,0,6,6,12,30,75.599999999999994,210,75.599999999999994,210,"管球交換"]
[1768,79,null,4,null,"廊下","コーナー灯",null,"天付け","間接照明",null,null,5000,null,"直管蛍光灯　FHF32EX 【32W】",35,1,35,35,0,0,35,null,0,0,35,35,12,30,441,1225,441,1225,"管球交換"]
[1769,79,null,4,null,"廊下","埋込形","W220","埋込",null,null,null,5000,"看板吊ってる","直管蛍光灯　FHF16EX 【16W】",19,2,1,2,0,0,2,null,0,0,1,2,12,30,13.68,38,13.68,38,"管球交換"]
[1770,80,null,4,null,"デイホール","丸形シーリング","φ600","埋込",null,"乳白カバー",null,5000,null,"二重環形蛍光灯　FHD100E 【97W】",100,2,5,10,0,0,10,null,0,0,5,10,12,30,360,1000,360,1000,"器具交換"]
[1771,80,null,4,null,"デイホール","ダウンライト","φ125","埋込",null,null,null,3000,null,"ミニクリプトン　KR110V54W (口金：E17) 【54W】",54,1,14,14,0,0,14,null,0,0,14,14,12,30,272.16000000000003,756,272.16000000000003,756,"管球交換"]
[1772,81,null,4,null,"電話ブース","ダウンライト","φ150","埋込",null,null,null,3000,null,"コンパクト形蛍光灯　FDL27EX 【27W】",30,1,2,2,0,0,2,null,0,0,2,2,12,30,21.6,60,21.6,60,"器具交換"]
[1773,82,null,4,null,"パントリー","埋込形","W220","埋込",null,"Cチャンネル回避",null,5000,"ミニクリ非常灯","直管蛍光灯　FHF32EX 【32W】",35,2,1,2,0,0,2,null,0,0,1,2,12,30,25.2,70,25.2,70,"管球交換"]
[1774,83,null,4,null,"EVホール","埋込形","W150","埋込",null,"Cチャンネル回避",null,5000,null,"直管蛍光灯　FHF32EX 【32W】",35,1,2,2,0,0,2,null,0,0,2,2,12,30,25.2,70,25.2,70,"管球交換"]
[1775,84,null,4,null,"トイレ","ダウンライト","φ150","埋込",null,null,null,3000,null,"電球形蛍光灯　EFD15/12E (口金：E26) 【12W】",12,1,1,1,0,0,1,null,1,1,0,0,12,30,4.32,12,0,"","【対象外】"]
[1776,85,null,4,null,"EVホール","ダウンライト","φ150","埋込",null,"乳白カバー",null,3000,null,"コンパクト形蛍光灯　FDL18EX 【18W】",21,1,4,4,0,0,4,null,0,0,4,4,12,30,30.24,84,30.24,84,"器具交換"]
[1777,85,null,4,null,"EVホール","丸形シーリング","φ600","埋込",null,"乳白カバー",null,5000,null,"二重環形蛍光灯　FHD100E 【97W】",100,2,5,10,0,0,10,null,0,0,5,10,12,30,360,1000,360,1000,"器具交換"]
[1778,85,null,4,null,"EVホール","ダウンライト","φ150","埋込",null,null,null,3000,null,"コンパクト形蛍光灯　FDL18EX 【18W】",21,1,6,6,0,0,6,null,0,0,6,6,12,30,45.36,126,45.36,126,"器具交換"]
[1779,86,null,4,null,"面談室2","埋込形","W150","埋込",null,null,null,5000,null,"直管蛍光灯　FHF32EX 高出力形 【45W】",48,1,2,2,0,0,2,null,0,0,2,2,12,30,34.56,96,34.56,96,"管球交換"]
[1780,87,null,4,null,"面談室1","埋込形","W150","埋込",null,null,null,5000,null,"直管蛍光灯　FHF32EX 高出力形 【45W】",48,1,2,2,0,0,2,null,0,0,2,2,12,30,34.56,96,34.56,96,"管球交換"]
[1781,88,null,4,null,"EPS","トラフ形",null,"壁付け",null,null,null,5000,"各階にある","直管蛍光灯　FHF32EX 【32W】",35,1,3,3,0,0,3,null,0,0,3,3,12,30,37.799999999999997,105,37.799999999999997,105,"管球交換"]
[1782,1,null,3,null,"会議室","埋込形","W150","埋込",null,"乳白カバー",null,5000,null,"直管蛍光灯　FHF32EX 高出力形 【45W】",48,1,24,24,0,0,24,null,0,0,24,24,12,30,414.72,1152,414.72,1152,"管球交換"]
[1783,2,null,3,null,"印刷室","埋込形","W220","埋込",null,"Cチャンネル回避",null,5000,null,"直管蛍光灯　FHF32EX 高出力形 【45W】",48,2,1,2,0,0,2,null,0,0,1,2,12,30,34.56,96,34.56,96,"管球交換"]
[1784,2,null,3,null,"印刷室","埋込形","W220","埋込",null,"Cチャンネル回避",null,5000,"ミニクリ非常灯","直管蛍光灯　FHF32EX 高出力形 【45W】",48,2,1,2,0,0,2,null,0,0,1,2,12,30,34.56,96,34.56,96,"管球交換"]
[1785,3,null,3,null,"講堂","埋込形","W220","埋込",null,null,null,5000,null,"直管蛍光灯　FHF32EX 高出力形 【45W】",48,2,25,50,0,0,50,null,0,0,25,50,12,30,864,2400,864,2400,"管球交換"]
[1786,3,null,3,null,"講堂","ダウンライト","φ125","埋込",null,"調光",null,3000,"横差し\n調光の管球交換","ホワイト電球　LW100/110V60W (口金：E26) 【60W】",60,1,9,9,0,0,9,null,9,9,{"$f":"IF(R1802=\"\",\"\",R1802-X1802)","v":0},{"$f":"IF(S1802=\"\",\"\",S1802-Y1802)","v":0},12,30,194.4,540,0,"","【対象外】"]
[1787,4,null,3,null,"事務局","埋込形","W220","埋込",null,"ルーバ",null,5000,"ミニクリ非常灯","直管蛍光灯　FHF32EX 高出力形 【45W】",48,2,8,16,0,0,16,null,0,0,8,16,12,30,276.48,768,276.48,768,"管球交換"]
[1788,4,null,3,null,"事務局","埋込形","W220","埋込",null,"ルーバ",null,5000,null,"直管蛍光灯　FHF32EX 高出力形 【45W】",48,2,7,14,0,0,14,null,0,0,7,14,12,30,241.92,672,241.92,672,"管球交換"]
[1789,5,null,3,null,"事務局長室","埋込形","W300","埋込",null,"乳白カバー",null,5000,null,"直管蛍光灯　FHF32EX 高出力形 【45W】",48,2,2,4,0,0,4,null,0,0,2,4,12,30,69.12,192,69.12,192,"管球交換"]
[1790,6,null,3,null,"管理者室","スクエア","□600","埋込",null,"乳白カバー",null,5000,null,"【器具LED済】",0,1,4,4,0,0,4,{"$f":"V1806","v":4},4,4,0,0,12,30,0,0,0,"","【LED済】"]
[1791,7,null,3,null,"副院長室","スクエア","□600","埋込",null,"乳白カバー",null,5000,"器具交換","コンパクト形蛍光灯　FPL55EX 【55W】",58,4,2,8,0,0,8,null,0,0,2,8,12,30,167.04,464,167.04,464,"器具交換"]
[1792,8,null,3,null,"副院長室","スクエア","□600","埋込",null,"乳白カバー",null,5000,"器具交換","コンパクト形蛍光灯　FPL55EX 【55W】",58,4,2,8,0,0,8,null,0,0,2,8,12,30,167.04,464,167.04,464,"器具交換"]
[{"$f":"IF(COUNTA(B1809:O1809)=0,\"\",ROW()-16)","v":1793},9,null,3,null,"院長室","埋込形","W300","埋込",null,"乳白カバー",null,5000,null,"直管蛍光灯　FHF32EX 高出力形 【45W】",48,2,2,{"$f":"IF(R1809=\"\",\"\",Q1809*R1809)","v":4},0,0,{"$f":"IF(S1809=\"\",\"\",S1809-T1809)","v":4},null,{"$f":"IF(O1809=\"\",\"\",IF(OR(AH1809=\"【対象外】\",AH1809=\"【LED済】\"),R1809,IF(Y1809>0,Y1809/Q1809,0)))","v":0},{"$f":"IF(O1809=\"\",\"\",IF(OR(AH1809=\"管球交換 【間引き対象外】\",AH1809=\"器具交換 【間引き対象外】\"),T1809,IF(OR(AH1809=\"【対象外】\",AH1809=\"【LED済】\"),S1809,0)))","v":0},2,4,12,30,{"$f":"IF(O1809=\"\",\"\",IF(V1809=\"\",\"\",P1809*V1809*AB1809*AC1809/1000))","v":69.12},{"$f":"IF(O1809=\"\",\"\",IF(V1809=\"\",\"\",P1809*V1809))","v":192},{"$f":"IF(O1809=\"\",\"\",IF(AA1809=\"\",\"\",P1809*AA1809*AB1809*AC1809/1000))","v":69.12},{"$f":"IF(O1809=\"\",\"\",IF(AA1809=\"\",\"\",IF(AA1809=0,\"\",P1809*AA1809)))","v":192},"管球交換"]
[1794,10,null,3,null,"応接室","埋込形","W300","埋込",null,"乳白カバー",null,5000,null,"直管蛍光灯　FHF32EX 高出力形 【45W】",48,2,2,4,0,0,4,null,0,0,2,4,12,30,69.12,192,69.12,192,"管球交換"]
[1795,11,null,3,null,"副院長室","埋込形","W300","埋込",null,"乳白カバー",null,5000,null,"直管蛍光灯　FHF32EX 高出力形 【45W】",48,2,2,4,0,0,4,null,0,0,2,4,12,30,69.12,192,69.12,192,"管球交換"]
[1796,12,null,3,null,"看護部長室","埋込形","W300","埋込",null,"乳白カバー",null,5000,null,"直管蛍光灯　FHF32EX 高出力形 【45W】",48,2,2,4,0,0,4,null,0,0,2,4,12,30,69.12,192,69.12,192,"管球交換"]
[1797,13,null,3,null,"副看護部長室","埋込形","W220","埋込",null,null,null,5000,"ミニクリ非常灯","直管蛍光灯　FHF32EX 高出力形 【45W】",48,2,2,4,0,0,4,null,0,0,2,4,12,30,69.12,192,69.12,192,"管球交換"]
[1798,13,null,3,null,"副看護部長室","埋込形","W220","埋込",null,null,null,5000,null,"直管蛍光灯　FHF32EX 高出力形 【45W】",48,2,4,8,0,0,8,null,0,0,4,8,12,30,138.24,384,138.24,384,"管球交換"]
[1799,14,null,3,null,"臨床研修医室","埋込形","W220","埋込",null,"Cチャンネル回避",null,5000,null,"直管蛍光灯　FHF32EX 高出力形 【45W】",48,2,4,8,0,0,8,null,0,0,4,8,12,30,138.24,384,138.24,384,"管球交換"]
[1800,14,null,3,null,"臨床研修医室","埋込形","W220","埋込",null,"Cチャンネル回避",null,5000,"ミニクリ非常灯","直管蛍光灯　FHF32EX 高出力形 【45W】",48,2,2,4,0,0,4,null,0,0,2,4,12,30,69.12,192,69.12,192,"管球交換"]
[1801,14,null,3,null,"臨床研修医室","流し元灯",null,"天付け",null,null,null,5000,null,"直管蛍光灯　FL20S 【20W】",23,1,1,1,0,0,1,null,0,0,1,1,12,30,8.2799999999999994,23,8.2799999999999994,23,"管球交換"]
[1802,15,null,3,null,"医局部長","埋込形","W220","埋込",null,"Cチャンネル回避",null,5000,null,"直管蛍光灯　FHF32EX 高出力形 【45W】",48,2,1,2,0,0,2,null,0,0,1,2,12,30,34.56,96,34.56,96,"管球交換"]
[1803,15,null,3,null,"医局部長","埋込形","W220","埋込",null,"Cチャンネル回避",null,5000,"ミニクリ非常灯","直管蛍光灯　FHF32EX 高出力形 【45W】",48,2,2,4,0,0,4,null,0,0,2,4,12,30,69.12,192,69.12,192,"管球交換"]
[1804,15,null,3,null,"医局部長","逆富士形","W230","天付け",null,null,null,5000,null,"【器具LED済】",0,2,5,10,0,0,10,{"$f":"V1820","v":10},5,10,0,0,12,30,0,0,0,"","【LED済】"]
[1805,15,null,3,null,"医局部長室","流し元灯",null,"天付け",null,null,null,5000,null,"直管蛍光灯　FL20S 【20W】",23,1,1,1,0,0,1,null,0,0,1,1,12,30,8.2799999999999994,23,8.2799999999999994,23,"管球交換"]
[1806,16,null,3,null,"脳神経当直室","埋込形","W150","埋込",null,null,null,5000,null,"直管蛍光灯　FHF32EX 高出力形 【45W】",48,1,2,2,0,0,2,null,0,0,2,2,12,30,34.56,96,34.56,96,"管球交換"]
[1807,17,null,3,null,"女子当直室1","埋込形","W150","埋込",null,null,null,5000,null,"直管蛍光灯　FHF32EX 高出力形 【45W】",48,1,2,2,0,0,2,null,0,0,2,2,12,30,34.56,96,34.56,96,"管球交換"]
[1808,18,null,3,null,"女子シャワー","ダウンライト","φ150","埋込",null,null,null,3000,null,"コンパクト形蛍光灯　FDL18EX 【18W】",21,1,2,2,0,0,2,null,0,0,2,2,12,30,15.12,42,15.12,42,"器具交換"]
[1809,18,null,3,null,"女子シャワー","ブラケット",null,"壁付け",null,null,null,3000,null,"【管球LED済】",0,1,1,1,0,0,1,{"$f":"V1825","v":1},1,1,0,0,12,30,0,0,0,"","【LED済】"]
[1810,19,null,3,null,"女子当直室2","埋込形","W150","埋込",null,null,null,5000,null,"直管蛍光灯　FHF32EX 高出力形 【45W】",48,1,2,2,0,0,2,null,0,0,2,2,12,30,34.56,96,34.56,96,"管球交換"]
[1811,20,null,3,null,"女子当直室通路","埋込形","W150","埋込",null,null,null,5000,null,"直管蛍光灯　FHF32EX 高出力形 【45W】",48,1,2,2,0,0,2,null,0,0,2,2,12,30,34.56,96,34.56,96,"管球交換"]
[1812,21,null,3,null,"主任部長","埋込形","W220","埋込",null,"Cチャンネル回避",null,5000,null,"直管蛍光灯　FHF32EX 高出力形 【45W】",48,2,1,2,0,0,2,null,0,0,1,2,12,30,34.56,96,34.56,96,"管球交換"]
[1813,21,null,3,null,"主任部長","埋込形","W220","埋込",null,"Cチャンネル回避",null,5000,"ミニクリ非常灯","直管蛍光灯　FHF32EX 高出力形 【45W】",48,2,1,2,0,0,2,null,0,0,1,2,12,30,34.56,96,34.56,96,"管球交換"]
[1814,22,null,3,null,"主任部長2","埋込形","W220","埋込",null,"Cチャンネル回避",null,5000,null,"直管蛍光灯　FHF32EX 高出力形 【45W】",48,2,1,2,0,0,2,null,0,0,1,2,12,30,34.56,96,34.56,96,"管球交換"]
[1815,22,null,3,null,"主任部長2","埋込形","W220","埋込",null,"Cチャンネル回避",null,5000,"ミニクリ非常灯","直管蛍光灯　FHF32EX 高出力形 【45W】",48,2,1,2,0,0,2,null,0,0,1,2,12,30,34.56,96,34.56,96,"管球交換"]
[1816,23,null,3,null,"主任部長3","埋込形","W220","埋込",null,"Cチャンネル回避",null,5000,null,"直管蛍光灯　FHF32EX 高出力形 【45W】",48,2,1,2,0,0,2,null,0,0,1,2,12,30,34.56,96,34.56,96,"管球交換"]
[1817,23,null,3,null,"主任部長3","埋込形","W220","埋込",null,"Cチャンネル回避",null,5000,"ミニクリ非常灯","直管蛍光灯　FHF32EX 高出力形 【45W】",48,2,1,2,0,0,2,null,0,0,1,2,12,30,34.56,96,34.56,96,"管球交換"]
[1818,24,null,3,null,"主任部長6","埋込形","W220","埋込",null,"Cチャンネル回避",null,5000,null,"直管蛍光灯　FHF32EX 高出力形 【45W】",48,2,1,2,0,0,2,null,0,0,1,2,12,30,34.56,96,34.56,96,"管球交換"]
[1819,24,null,3,null,"主任部長6","埋込形","W220","埋込",null,"Cチャンネル回避",null,5000,"ミニクリ非常灯","直管蛍光灯　FHF32EX 高出力形 【45W】",48,2,1,2,0,0,2,null,0,0,1,2,12,30,34.56,96,34.56,96,"管球交換"]
[1820,25,null,3,null,"主任部長5","埋込形","W220","埋込",null,"Cチャンネル回避",null,5000,null,"直管蛍光灯　FHF32EX 高出力形 【45W】",48,2,1,2,0,0,2,null,0,0,1,2,12,30,34.56,96,34.56,96,"管球交換"]
[1821,25,null,3,null,"主任部長5","埋込形","W220","埋込",null,"Cチャンネル回避",null,5000,"ミニクリ非常灯","直管蛍光灯　FHF32EX 高出力形 【45W】",48,2,1,2,0,0,2,null,0,0,1,2,12,30,34.56,96,34.56,96,"管球交換"]
[1822,26,null,3,null,"主任部長4","埋込形","W220","埋込",null,"Cチャンネル回避",null,5000,null,"直管蛍光灯　FHF32EX 高出力形 【45W】",48,2,1,2,0,0,2,null,0,0,1,2,12,30,34.56,96,34.56,96,"管球交換"]
[1823,26,null,3,null,"主任部長4","埋込形","W220","埋込",null,"Cチャンネル回避",null,5000,"ミニクリ非常灯","直管蛍光灯　FHF32EX 高出力形 【45W】",48,2,1,2,0,0,2,null,0,0,1,2,12,30,34.56,96,34.56,96,"管球交換"]
[1824,27,null,3,null,"男子ロッカー","埋込形","W150","埋込",null,null,null,5000,null,"直管蛍光灯　FHF32EX 高出力形 【45W】",48,1,5,5,0,0,5,null,0,0,5,5,12,30,86.4,240,86.4,240,"管球交換"]
[1825,28,null,3,null,"給湯室","埋込形","W150","埋込",null,null,null,5000,null,"直管蛍光灯　FHF32EX 高出力形 【45W】",48,1,1,1,0,0,1,null,0,0,1,1,12,30,17.28,48,17.28,48,"管球交換"]
[1826,28,null,3,null,"給湯室","流し元灯",null,"天付け",null,null,null,5000,null,"直管蛍光灯　FL20S 【20W】",23,1,1,1,0,0,1,null,0,0,1,1,12,30,8.2799999999999994,23,8.2799999999999994,23,"管球交換"]
[1827,29,null,3,null,"女子トイレ","ダウンライト","φ150","埋込",null,null,null,3000,null,"【管球LED済】",0,1,5,5,0,0,5,{"$f":"V1843","v":5},5,5,0,0,12,30,0,0,0,"","【LED済】"]
[1828,29,null,3,null,"女子トイレ","ブラケット",null,"壁付け",null,null,null,3000,null,"コンパクト形蛍光灯　FML13EX 【13W】",16,1,1,1,0,0,1,null,0,0,1,1,12,30,5.76,16,5.76,16,"器具交換"]
[1829,30,null,3,null,"女子ロッカー","埋込形","W220","埋込",null,null,null,5000,null,"直管蛍光灯　FHF32EX 高出力形 【45W】",48,2,2,4,0,0,4,null,0,0,2,4,12,30,69.12,192,69.12,192,"管球交換"]
[1830,31,null,3,null,"通路","埋込形","W220","埋込",null,null,null,5000,"ミニクリ非常灯","直管蛍光灯　FHF32EX 高出力形 【45W】",48,2,3,6,0,0,6,null,0,0,3,6,12,30,103.68,288,103.68,288,"管球交換"]
[1831,32,null,3,null,"男子トイレ","ダウンライト","φ150","埋込",null,null,null,3000,null,"【管球LED済】",0,1,5,5,0,0,5,{"$f":"V1847","v":5},5,5,0,0,12,30,0,0,0,"","【LED済】"]
[1832,32,null,3,null,"男子トイレ","ブラケット",null,"壁付け",null,null,null,3000,null,"コンパクト形蛍光灯　FML13EX 【13W】",16,1,1,1,0,0,1,null,0,0,1,1,12,30,5.76,16,5.76,16,"器具交換"]
[1833,33,null,3,null,"医局","埋込形","W220","埋込",null,"ルーバ",null,5000,null,"直管蛍光灯　FHF32EX 高出力形 【45W】",48,2,23,46,0,0,46,null,0,0,23,46,12,30,794.88,2208,794.88,2208,"管球交換"]
[1834,33,null,3,null,"医局","埋込形","W220","埋込",null,"ルーバ",null,5000,"ミニクリ非常灯","直管蛍光灯　FHF32EX 高出力形 【45W】",48,2,10,20,0,0,20,null,0,0,10,20,12,30,345.6,960,345.6,960,"管球交換"]
[1835,33,null,3,null,"医局","埋込形","W190","埋込",null,"ルーバ",null,5000,null,"直管蛍光灯　FHF32EX 高出力形 【45W】",48,1,12,12,0,0,12,null,0,0,12,12,12,30,207.36,576,207.36,576,"管球交換"]
[1836,34,null,3,null,"医局カンファレンス","スクエア","□450","埋込",null,"ルーバ",null,5000,null,"【器具LED済】",0,1,8,8,0,0,8,{"$f":"V1852","v":8},8,8,0,0,12,30,0,0,0,"","【LED済】"]
[1837,34,null,3,null,"医局カンファレンス","埋込形","W190","埋込",null,"ルーバ",null,5000,null,"直管蛍光灯　FHF32EX 高出力形 【45W】",48,1,2,2,0,0,2,null,0,0,2,2,12,30,34.56,96,34.56,96,"管球交換"]
[1838,34,null,3,null,"医局カンファレンス","ブラケット",null,"壁付け",null,null,null,3000,null,"コンパクト形蛍光灯　FML13EX 【13W】",16,1,1,1,0,0,1,null,0,0,1,1,12,30,5.76,16,5.76,16,"器具交換"]
[1839,34,null,3,null,"医局カンファレンス","流し元灯",null,"天付け",null,null,null,5000,null,"直管蛍光灯　FL20S 【20W】",23,1,1,1,0,0,1,null,0,0,1,1,12,30,8.2799999999999994,23,8.2799999999999994,23,"管球交換"]
[1840,35,null,3,null,"男子当直室2","埋込形","W150","埋込",null,null,null,5000,null,"直管蛍光灯　FHF32EX 高出力形 【45W】",48,1,2,2,0,0,2,null,0,0,2,2,12,30,34.56,96,34.56,96,"管球交換"]
[1841,36,null,3,null,"男子シャワー","ダウンライト","φ150","埋込",null,null,null,3000,null,"コンパクト形蛍光灯　FDL18EX 【18W】",21,1,2,2,0,0,2,null,0,0,2,2,12,30,15.12,42,15.12,42,"器具交換"]
[1842,36,null,3,null,"男子シャワー","ブラケット",null,"壁付け",null,null,null,3000,null,"【管球LED済】",0,1,1,1,0,0,1,{"$f":"V1858","v":1},1,1,0,0,12,30,0,0,0,"","【LED済】"]
[1843,37,null,3,null,"男子当直室1","埋込形","W150","埋込",null,null,null,5000,null,"直管蛍光灯　FHF32EX 高出力形 【45W】",48,1,2,2,0,0,2,null,0,0,2,2,12,30,34.56,96,34.56,96,"管球交換"]
[1844,38,null,3,null,"男子仮眠室1","埋込形","W150","埋込",null,null,null,5000,null,"直管蛍光灯　FHF32EX 高出力形 【45W】",48,1,1,1,0,0,1,null,0,0,1,1,12,30,17.28,48,17.28,48,"管球交換"]
[1845,39,null,3,null,"男子仮眠室2","埋込形","W150","埋込",null,null,null,5000,null,"直管蛍光灯　FHF32EX 高出力形 【45W】",48,1,1,1,0,0,1,null,0,0,1,1,12,30,17.28,48,17.28,48,"管球交換"]
[1846,40,null,3,null,"男子仮眠室3","埋込形","W150","埋込",null,null,null,5000,null,"直管蛍光灯　FHF32EX 高出力形 【45W】",48,1,1,1,0,0,1,null,0,0,1,1,12,30,17.28,48,17.28,48,"管球交換"]
[1847,41,null,3,null,"通路","埋込形","W150","埋込",null,null,null,5000,null,"直管蛍光灯　FHF32EX 高出力形 【45W】",48,1,12,12,0,0,12,null,0,0,12,12,12,30,207.36,576,207.36,576,"管球交換"]
[1848,42,null,3,null,"男子トイレ","ダウンライト","φ150","埋込",null,null,null,3000,null,"【管球LED済】",0,1,4,4,0,0,4,{"$f":"V1864","v":4},4,4,0,0,12,30,0,0,0,"","【LED済】"]
[1849,42,null,3,null,"男子トイレ","ブラケット",null,"壁付け",null,null,null,3000,null,"コンパクト形蛍光灯　FML13EX 【13W】",16,1,2,2,0,0,2,null,0,0,2,2,12,30,11.52,32,11.52,32,"器具交換"]
[1850,43,null,3,null,"給湯室","埋込形","W150","埋込",null,null,null,5000,null,"直管蛍光灯　FHF32EX 高出力形 【45W】",48,1,1,1,0,0,1,null,0,0,{"$f":"IF(R1866=\"\",\"\",R1866-X1866)","v":1},{"$f":"IF(S1866=\"\",\"\",S1866-Y1866)","v":1},12,30,17.28,48,17.28,48,"管球交換"]
[1851,43,null,3,null,"給湯室","流し元灯",null,"天付け",null,null,null,5000,null,"直管蛍光灯　FL20S 【20W】",23,1,1,1,0,0,1,null,0,0,1,1,12,30,8.2799999999999994,23,8.2799999999999994,23,"管球交換"]
[1852,44,null,3,null,"女子トイレ","ダウンライト","φ150","埋込",null,null,null,3000,null,"【管球LED済】",0,1,4,4,0,0,4,{"$f":"V1868","v":4},4,4,0,0,12,30,0,0,0,"","【LED済】"]
[1853,44,null,3,null,"女子トイレ","ブラケット",null,"壁付け",null,null,null,3000,null,"コンパクト形蛍光灯　FML13EX 【13W】",16,1,2,2,0,0,2,null,0,0,2,2,12,30,11.52,32,11.52,32,"器具交換"]
[1854,45,null,3,null,"管理当直室","埋込形","W220","埋込",null,null,null,5000,null,"直管蛍光灯　FHF32EX 高出力形 【45W】",48,2,2,4,0,0,4,null,0,0,2,4,12,30,69.12,192,69.12,192,"管球交換"]
[1855,45,null,3,null,"管理当直室","埋込形","W220","埋込",null,null,null,5000,"ミニクリ非常灯","直管蛍光灯　FHF32EX 高出力形 【45W】",48,2,1,2,0,0,2,null,0,0,1,2,12,30,34.56,96,34.56,96,"管球交換"]
[1856,46,null,3,null,"医療安全推進室","埋込形","W220","埋込",null,null,null,5000,null,"直管蛍光灯　FHF32EX 高出力形 【45W】",48,2,2,4,0,0,4,null,0,0,2,4,12,30,69.12,192,69.12,192,"管球交換"]
[{"$f":"IF(COUNTA(B1873:O1873)=0,\"\",ROW()-16)","v":1857},46,null,3,null,"医療安全推進室","埋込形","W220","埋込",null,null,null,5000,"ミニクリ非常灯","直管蛍光灯　FHF32EX 高出力形 【45W】",48,2,1,{"$f":"IF(R1873=\"\",\"\",Q1873*R1873)","v":2},0,0,{"$f":"IF(S1873=\"\",\"\",S1873-T1873)","v":2},null,{"$f":"IF(O1873=\"\",\"\",IF(OR(AH1873=\"【対象外】\",AH1873=\"【LED済】\"),R1873,IF(Y1873>0,Y1873/Q1873,0)))","v":0},{"$f":"IF(O1873=\"\",\"\",IF(OR(AH1873=\"管球交換 【間引き対象外】\",AH1873=\"器具交換 【間引き対象外】\"),T1873,IF(OR(AH1873=\"【対象外】\",AH1873=\"【LED済】\"),S1873,0)))","v":0},1,2,12,30,{"$f":"IF(O1873=\"\",\"\",IF(V1873=\"\",\"\",P1873*V1873*AB1873*AC1873/1000))","v":34.56},{"$f":"IF(O1873=\"\",\"\",IF(V1873=\"\",\"\",P1873*V1873))","v":96},{"$f":"IF(O1873=\"\",\"\",IF(AA1873=\"\",\"\",P1873*AA1873*AB1873*AC1873/1000))","v":34.56},{"$f":"IF(O1873=\"\",\"\",IF(AA1873=\"\",\"\",IF(AA1873=0,\"\",P1873*AA1873)))","v":96},"管球交換"]
[1858,47,null,3,null,"感染対策室","埋込形","W220","埋込",null,null,null,5000,null,"直管蛍光灯　FHF32EX 高出力形 【45W】",48,2,2,4,0,0,4,null,0,0,2,4,12,30,69.12,192,69.12,192,"管球交換"]
[1859,47,null,3,null,"感染対策室","埋込形","W220","埋込",null,null,null,5000,"ミニクリ非常灯","直管蛍光灯　FHF32EX 高出力形 【45W】",48,2,1,2,0,0,2,null,0,0,1,2,12,30,34.56,96,34.56,96,"管球交換"]
[1860,48,null,3,null,"看護部執務室","逆富士形","W120","天付け",null,null,null,5000,null,"直管蛍光灯　FHF32EX 高出力形 【45W】",48,1,6,6,0,0,6,null,0,0,6,6,12,30,103.68,288,103.68,288,"管球交換"]
[1861,49,null,3,null,"前室2","埋込形","W150","天付け",null,null,null,5000,null,"直管蛍光灯　FHF32EX 高出力形 【45W】",48,1,2,2,0,0,2,null,0,0,2,2,12,30,34.56,96,34.56,96,"管球交換"]
[1862,50,null,3,null,"給湯室","埋込形","W150","埋込",null,null,null,5000,null,"直管蛍光灯　FHF32EX 高出力形 【45W】",48,1,1,1,0,0,1,null,0,0,1,1,12,30,17.28,48,17.28,48,"管球交換"]
[1863,50,null,3,null,"給湯室","流し元灯",null,"天付け",null,null,null,5000,null,"直管蛍光灯　FL20S 【20W】",23,1,1,1,0,0,1,null,0,0,1,1,12,30,8.2799999999999994,23,8.2799999999999994,23,"管球交換"]
[1864,51,null,3,null,"男子トイレ","ダウンライト","φ150","埋込",null,null,null,3000,null,"【管球LED済】",0,1,5,5,0,0,5,{"$f":"V1880","v":5},5,5,0,0,12,30,0,0,0,"","【LED済】"]
[1865,51,null,3,null,"男子トイレ","ブラケット",null,"壁付け",null,null,null,3000,null,"コンパクト形蛍光灯　FML13EX 【13W】",16,1,1,1,0,0,1,null,0,0,1,1,12,30,5.76,16,5.76,16,"器具交換"]
[1866,52,null,3,null,"女子トイレ","ダウンライト","φ150","埋込",null,null,null,3000,null,"【管球LED済】",0,1,5,5,0,0,5,{"$f":"V1882","v":5},5,5,0,0,12,30,0,0,0,"","【LED済】"]
[1867,52,null,3,null,"女子トイレ","ブラケット",null,"壁付け",null,null,null,3000,null,"コンパクト形蛍光灯　FML13EX 【13W】",16,1,1,1,0,0,1,null,0,0,1,1,12,30,5.76,16,5.76,16,"器具交換"]
[1868,53,null,3,null,"情報システム室","埋込形","W220","埋込",null,"ルーバ",null,5000,null,"直管蛍光灯　FHF32EX 高出力形 【45W】",48,2,8,16,0,0,16,null,0,0,8,16,12,30,276.48,768,276.48,768,"管球交換"]
[1869,53,null,3,null,"情報システム室","埋込形","W220","埋込",null,"ルーバ",null,5000,"ミニクリ非常灯","直管蛍光灯　FHF32EX 高出力形 【45W】",48,2,2,4,0,0,4,null,0,0,2,4,12,30,69.12,192,69.12,192,"管球交換"]
[1870,54,null,3,null,"コンピュータ室","埋込形","W220","埋込",null,"ルーバ",null,5000,null,"直管蛍光灯　FHF32EX 高出力形 【45W】",48,2,1,2,0,0,2,null,0,0,1,2,12,30,34.56,96,34.56,96,"管球交換"]
[1871,54,null,3,null,"コンピュータ室","埋込形","W220","埋込",null,"ルーバ",null,5000,"ミニクリ非常灯","直管蛍光灯　FHF32EX 高出力形 【45W】",48,2,2,4,0,0,4,null,0,0,2,4,12,30,69.12,192,69.12,192,"管球交換"]
[1872,55,null,3,null,"コンピュータ室","埋込形","W220","埋込",null,"ルーバ",null,5000,null,"直管蛍光灯　FHF32EX 高出力形 【45W】",48,2,4,8,0,0,8,null,0,0,4,8,12,30,138.24,384,138.24,384,"管球交換"]
[1873,55,null,3,null,"コンピュータ室","埋込形","W220","埋込",null,"ルーバ",null,5000,"ミニクリ非常灯","直管蛍光灯　FHF32EX 高出力形 【45W】",48,2,2,4,0,0,4,null,0,0,2,4,12,30,69.12,192,69.12,192,"管球交換"]
[1874,56,null,3,null,"廊下","埋込形","W220","埋込",null,null,null,5000,"ミニクリ非常灯","直管蛍光灯　FHF32EX 高出力形 【45W】",48,2,6,12,0,0,12,null,0,0,6,12,12,30,207.36,576,207.36,576,"管球交換"]
[1875,56,null,3,null,"廊下","埋込形","W220","埋込",null,null,null,5000,null,"直管蛍光灯　FHF32EX 高出力形 【45W】",48,2,2,4,0,0,4,null,0,0,2,4,12,30,69.12,192,69.12,192,"管球交換"]
[1876,57,null,3,null,"廊下","埋込形","W220","埋込",null,null,null,5000,"ミニクリ非常灯","直管蛍光灯　FHF32EX 高出力形 【45W】",48,2,4,8,0,0,8,null,0,0,4,8,12,30,138.24,384,138.24,384,"管球交換"]
[1877,58,null,3,null,"廊下","埋込形","W220","埋込",null,null,null,5000,"ミニクリ非常灯","直管蛍光灯　FHF32EX 高出力形 【45W】",48,2,10,20,0,0,20,null,0,0,10,20,12,30,345.6,960,345.6,960,"管球交換"]
[1878,58,null,3,null,"廊下","埋込形","W300","埋込",null,null,null,5000,"看板吊ってる","直管蛍光灯　FHF16EX 【16W】",19,2,2,4,0,0,4,null,0,0,2,4,12,30,27.36,76,27.36,76,"管球交換"]
[1879,59,null,3,null,"EVホール","丸形シーリング","φ600","埋込",null,"乳白カバー",null,5000,null,"二重環形蛍光灯　FHD100E 【97W】",100,2,5,10,0,0,10,null,0,0,5,10,12,30,360,1000,360,1000,"器具交換"]
[1880,59,null,3,null,"EVホール","ダウンライト","φ150","埋込",null,null,null,3000,null,"コンパクト形蛍光灯　FDL18EX 【18W】",21,1,10,10,0,0,10,null,0,0,10,10,12,30,75.599999999999994,210,75.599999999999994,210,"器具交換"]
[1881,59,null,3,null,"EVホール","埋込形","W220","埋込","黒板灯",null,null,5000,null,"直管蛍光灯　FHF32EX 【32W】",35,1,1,1,0,0,1,null,0,0,1,1,12,30,12.6,35,12.6,35,"管球交換"]
[1882,60,null,3,null,"パントリー","埋込形","W220","埋込",null,null,null,5000,"ミニクリ非常灯","直管蛍光灯　FHF32EX 【32W】",35,2,1,2,0,0,2,null,0,0,1,2,12,30,25.2,70,25.2,70,"管球交換"]
[1883,61,null,3,null,"前室1","埋込形","W150","埋込",null,null,null,5000,null,"直管蛍光灯　FHF32EX 【32W】",35,1,2,2,0,0,2,null,0,0,2,2,12,30,25.2,70,25.2,70,"管球交換"]
[1884,62,null,3,null,"医局部長室","埋込形","W220","埋込",null,"ルーバ",null,5000,null,"直管蛍光灯　FHF32EX 高出力形 【45W】",48,2,9,18,0,0,18,null,0,0,9,18,12,30,311.04000000000002,864,311.04000000000002,864,"管球交換"]
[1885,62,null,3,null,"医局部長室","埋込形","W220","埋込",null,"ルーバ",null,5000,"ミニクリ非常灯","直管蛍光灯　FHF32EX 高出力形 【45W】",48,2,3,6,0,0,6,null,0,0,3,6,12,30,103.68,288,103.68,288,"管球交換"]
[1886,63,null,3,null,"廊下","埋込形","W220","埋込",null,null,null,5000,"ミニクリ非常灯","直管蛍光灯　FHF32EX 高出力形 【45W】",48,2,4,8,0,0,8,null,0,0,4,8,12,30,138.24,384,138.24,384,"管球交換"]
[1887,63,null,3,null,"廊下","埋込形","W220","埋込",null,null,null,5000,"看板吊ってる","直管蛍光灯　FHF32EX 高出力形 【45W】",48,2,1,2,0,0,2,null,0,0,1,2,12,30,34.56,96,34.56,96,"管球交換"]
[1888,63,null,3,null,"廊下","埋込形","W220","埋込",null,null,null,5000,"看板吊ってる","直管蛍光灯　FHF16EX 【16W】",19,2,1,2,0,0,2,null,0,0,1,2,12,30,13.68,38,13.68,38,"管球交換"]
[1889,64,null,3,null,"看護師女子ロッカー","埋込形","W150","埋込",null,null,null,5000,null,"直管蛍光灯　FHF32EX 【32W】",35,1,39,39,13,0,26,null,0,0,39,39,12,30,327.60000000000002,910,491.4,1365,"管球交換"]
[1890,64,null,3,null,"看護師女子ロッカー","ブラケット",null,"壁付け",null,null,null,3000,null,"コンパクト形蛍光灯　FML13EX 【13W】",16,1,4,4,0,0,4,null,0,0,4,4,12,30,23.04,64,23.04,64,"器具交換"]
[1891,65,null,3,null,"看護師女子仮眠室","埋込形",null,null,null,null,null,5000,"全てLED済み","【器具LED済】",0,1,0,0,0,0,0,{"$f":"V1907","v":0},0,0,0,0,12,30,0,0,0,"","【LED済】"]
[1892,66,null,3,null,"看護師女子シャワー","ダウンライト","φ150",null,null,null,null,3000,null,"コンパクト形蛍光灯　FDL18EX 【18W】",21,1,1,1,0,0,1,null,0,0,1,1,12,30,7.56,21,7.56,21,"器具交換"]
[1893,67,null,3,null,"看護師女子シャワー","ダウンライト","φ150",null,null,null,null,3000,null,"コンパクト形蛍光灯　FDL18EX 【18W】",21,1,1,1,0,0,1,null,0,0,1,1,12,30,7.56,21,7.56,21,"器具交換"]
[1894,68,null,3,null,"看護師男子仮眠室","埋込形",null,null,null,null,null,5000,"全てLED済み","【器具LED済】",0,1,0,0,0,0,0,{"$f":"V1910","v":0},0,0,0,0,12,30,0,0,0,"","【LED済】"]
[1895,68,null,3,null,"看護師男子シャワー","ダウンライト","φ150","埋込",null,null,null,3000,null,"コンパクト形蛍光灯　FDL18EX 【18W】",21,1,1,1,0,0,1,null,0,0,1,1,12,30,7.56,21,7.56,21,"器具交換"]
[1896,69,null,3,null,"看護師女子仮眠室2","埋込形",null,null,null,null,null,5000,"全てLED済み","【器具LED済】",0,1,0,0,0,0,0,{"$f":"V1912","v":0},0,0,0,0,12,30,0,0,0,"","【LED済】"]
[1897,70,null,3,null,"男子ロッカー","埋込形","W150","埋込",null,null,null,5000,null,"直管蛍光灯　FHF32EX 【32W】",35,1,2,2,0,0,2,null,0,0,2,2,12,30,25.2,70,25.2,70,"管球交換"]
[1898,71,null,3,null,"女子ロッカー","埋込形","W150","埋込",null,null,null,5000,null,"直管蛍光灯　FHF32EX 【32W】",35,1,2,2,0,0,2,null,0,0,2,2,12,30,25.2,70,25.2,70,"管球交換"]
[1899,72,null,3,null,"屋上ブラケット","ブラケット",null,"壁付け",null,"防水カバー",null,3000,"器具交換選定","コンパクト形蛍光灯　FDL18EX 【18W】",21,1,6,6,0,0,6,null,0,0,6,6,12,30,45.36,126,45.36,126,"器具交換"]
[{"$f":"IF(COUNTA(B1916:O1920)=0,\"\",ROW()-16)","v":1900},1,null,2,null,"ICU前室","埋込形","W220","埋込",null,"Cチャンネル回避",null,5000,null,"直管蛍光灯　FHF32EX 高出力形 【45W】",48,2,2,{"$f":"IF(R1916=\"\",\"\",Q1916*R1916)","v":4},0,0,{"$f":"IF(S1916=\"\",\"\",S1916-T1916)","v":4},null,{"$f":"IF(O1916=\"\",\"\",IF(OR(AH1916=\"【対象外】\",AH1916=\"【LED済】\"),R1916,IF(Y1916>0,Y1916/Q1916,0)))","v":0},{"$f":"IF(O1916=\"\",\"\",IF(OR(AH1916=\"管球交換 【間引き対象外】\",AH1916=\"器具交換 【間引き対象外】\"),T1916,IF(OR(AH1916=\"【対象外】\",AH1916=\"【LED済】\"),S1916,0)))","v":0},{"$f":"IF(R1916=\"\",\"\",R1916-X1916)","v":2},{"$f":"IF(S1916=\"\",\"\",S1916-Y1916)","v":4},12,30,{"$f":"IF(O1916=\"\",\"\",IF(V1916=\"\",\"\",P1916*V1916*AB1916*AC1916/1000))","v":69.12},{"$f":"IF(O1916=\"\",\"\",IF(V1916=\"\",\"\",P1916*V1916))","v":192},{"$f":"IF(O1916=\"\",\"\",IF(AA1916=\"\",\"\",P1916*AA1916*AB1916*AC1916/1000))","v":69.12},{"$f":"IF(O1916=\"\",\"\",IF(AA1916=\"\",\"\",IF(AA1916=0,\"\",P1916*AA1916)))","v":192},"管球交換"]
[{"$f":"IF(COUNTA(B1917:O1926)=0,\"\",ROW()-16)","v":1901},2,null,2,null,"ICU医師控室","埋込形","W220","埋込",null,"Cチャンネル回避",null,5000,null,"直管蛍光灯　FHF32EX 高出力形 【45W】",48,2,2,{"$f":"IF(R1917=\"\",\"\",Q1917*R1917)","v":4},0,0,{"$f":"IF(S1917=\"\",\"\",S1917-T1917)","v":4},null,{"$f":"IF(O1917=\"\",\"\",IF(OR(AH1917=\"【対象外】\",AH1917=\"【LED済】\"),R1917,IF(Y1917>0,Y1917/Q1917,0)))","v":0},{"$f":"IF(O1917=\"\",\"\",IF(OR(AH1917=\"管球交換 【間引き対象外】\",AH1917=\"器具交換 【間引き対象外】\"),T1917,IF(OR(AH1917=\"【対象外】\",AH1917=\"【LED済】\"),S1917,0)))","v":0},{"$f":"IF(R1917=\"\",\"\",R1917-X1917)","v":2},{"$f":"IF(S1917=\"\",\"\",S1917-Y1917)","v":4},12,30,{"$f":"IF(O1917=\"\",\"\",IF(V1917=\"\",\"\",P1917*V1917*AB1917*AC1917/1000))","v":69.12},{"$f":"IF(O1917=\"\",\"\",IF(V1917=\"\",\"\",P1917*V1917))","v":192},{"$f":"IF(O1917=\"\",\"\",IF(AA1917=\"\",\"\",P1917*AA1917*AB1917*AC1917/1000))","v":69.12},{"$f":"IF(O1917=\"\",\"\",IF(AA1917=\"\",\"\",IF(AA1917=0,\"\",P1917*AA1917)))","v":192},"管球交換"]
[{"$f":"IF(COUNTA(B1918:O1926)=0,\"\",ROW()-16)","v":1902},3,null,2,null,"ICU仮眠室","埋込形","W150","埋込",null,"Cチャンネル回避",null,5000,null,"直管蛍光灯　FHF32EX 高出力形 【45W】",48,1,1,1,0,0,1,null,0,0,1,1,12,30,17.28,48,17.28,48,"管球交換"]
[{"$f":"IF(COUNTA(B1919:O1927)=0,\"\",ROW()-16)","v":1903},3,null,2,null,"ICU仮眠室","埋込形","W220","埋込",null,"Cチャンネル回避",null,5000,null,"直管蛍光灯　FHF32EX 高出力形 【45W】",48,2,1,2,0,0,2,null,0,0,1,2,12,30,34.56,96,34.56,96,"管球交換"]
[{"$f":"IF(COUNTA(B1920:O1927)=0,\"\",ROW()-16)","v":1904},4,null,2,null,"ICU201","埋込形","W220","埋込",null,"調光","クリーンルーム",5000,"施工確認","直管蛍光灯　FHF32EX 高出力形 【45W】",48,2,4,8,0,0,8,null,0,0,4,8,12,30,138.24,384,138.24,384,"器具交換"]
[{"$f":"IF(COUNTA(B1921:O1928)=0,\"\",ROW()-16)","v":1905},4,null,2,null,"ICU201","ダウンライト","φ150","埋込","処置灯",null,null,3000,"施工確認","ハロゲンランプ（棒状）　JD100V85W (口金：E11) 【85W】",85,1,1,1,0,0,1,null,0,0,1,1,12,30,30.6,85,30.6,85,"器具交換"]
[{"$f":"IF(COUNTA(B1922:O1928)=0,\"\",ROW()-16)","v":1906},4,null,2,null,"ICU201","ライコン2個用",null,"壁付け",null,"調光","クリーンルーム",5000,"施工確認",null,"",null,null,"",null,null,"",null,"","",null,null,12,30,"","","","","その他部材"]
[{"$f":"IF(COUNTA(B1923:O1928)=0,\"\",ROW()-16)","v":1907},5,null,2,null,"ICU202","埋込形","W220","埋込",null,"調光","クリーンルーム",5000,"施工確認","直管蛍光灯　FHF32EX 高出力形 【45W】",48,2,2,4,0,0,4,null,0,0,{"$f":"IF(R1923=\"\",\"\",R1923-X1923)","v":2},{"$f":"IF(S1923=\"\",\"\",S1923-Y1923)","v":4},12,30,69.12,192,69.12,192,"器具交換"]
[{"$f":"IF(COUNTA(B1924:O1928)=0,\"\",ROW()-16)","v":1908},5,null,2,null,"ICU202","ダウンライト","φ150","埋込","処置灯",null,null,3000,null,"ハロゲンランプ（棒状）　JD100V85W (口金：E11) 【85W】",85,1,1,1,0,0,1,null,0,0,1,1,12,30,30.6,85,30.6,85,"器具交換"]
[{"$f":"IF(COUNTA(B1925:O1928)=0,\"\",ROW()-16)","v":1909},6,null,2,null,203,"埋込形","W220","埋込",null,"調光","クリーンルーム",5000,"施工確認","直管蛍光灯　FHF32EX 高出力形 【45W】",48,2,2,4,0,0,4,null,0,0,2,4,12,30,69.12,192,69.12,192,"器具交換"]
[{"$f":"IF(COUNTA(B1926:O1928)=0,\"\",ROW()-16)","v":1910},6,null,2,null,203,"ダウンライト","φ150","埋込","処置灯",null,null,3000,null,"ハロゲンランプ（棒状）　JD100V85W (口金：E11) 【85W】",85,1,1,1,0,0,1,null,0,0,1,1,12,30,30.6,85,30.6,85,"器具交換"]
[{"$f":"IF(COUNTA(B1927:O1929)=0,\"\",ROW()-16)","v":1911},7,null,2,null,204,"埋込形","W220","埋込",null,"調光","クリーンルーム",5000,"施工確認","直管蛍光灯　FHF32EX 高出力形 【45W】",48,2,2,4,0,0,4,null,0,0,2,4,12,30,69.12,192,69.12,192,"器具交換"]
[{"$f":"IF(COUNTA(B1928:O1928)=0,\"\",ROW()-16)","v":1912},7,null,2,null,204,"ダウンライト","φ150","埋込","処置灯",null,null,3000,null,"ハロゲンランプ（棒状）　JD100V85W (口金：E11) 【85W】",85,1,1,1,0,0,1,null,0,0,1,1,12,30,30.6,85,30.6,85,"器具交換"]
[{"$f":"IF(COUNTA(B1929:O1929)=0,\"\",ROW()-16)","v":1913},8,null,2,null,205,"埋込形","W220","埋込",null,"調光","クリーンルーム",5000,"施工確認","直管蛍光灯　FHF32EX 高出力形 【45W】",48,2,2,4,0,0,4,null,0,0,2,4,12,30,69.12,192,69.12,192,"器具交換"]
[1914,8,null,2,null,205,"ダウンライト","φ150","埋込","処置灯",null,null,3000,null,"ハロゲンランプ（棒状）　JD100V85W (口金：E11) 【85W】",85,1,1,1,0,0,1,null,0,0,1,1,12,30,30.6,85,30.6,85,"器具交換"]
[1915,9,null,2,null,206,"埋込形","W220","埋込",null,"調光","クリーンルーム",5000,"施工確認","直管蛍光灯　FHF32EX 高出力形 【45W】",48,2,2,4,0,0,4,null,0,0,2,4,12,30,69.12,192,69.12,192,"器具交換"]
[1916,9,null,2,null,206,"ダウンライト","φ150","埋込","処置灯",null,null,3000,null,"ハロゲンランプ（棒状）　JD100V85W (口金：E11) 【85W】",85,1,1,1,0,0,1,null,0,0,1,1,12,30,30.6,85,30.6,85,"器具交換"]
[1917,10,null,2,null,207,"埋込形","W220","埋込",null,"調光","クリーンルーム",5000,"施工確認","直管蛍光灯　FHF32EX 高出力形 【45W】",48,2,2,4,0,0,4,null,0,0,2,4,12,30,69.12,192,69.12,192,"器具交換"]
[1918,10,null,2,null,207,"ダウンライト","φ150","埋込","処置灯",null,null,3000,null,"ハロゲンランプ（棒状）　JD100V85W (口金：E11) 【85W】",85,1,1,1,0,0,1,null,0,0,1,1,12,30,30.6,85,30.6,85,"器具交換"]
[1919,11,null,2,null,"倉庫","逆富士形","W120","天付け",null,null,null,5000,null,"直管蛍光灯　FHF32EX 【32W】",35,1,1,1,0,0,1,null,0,0,1,1,12,30,12.6,35,12.6,35,"管球交換"]
[1920,12,null,2,null,"休憩室","埋込形","W220","埋込",null,"Cチャンネル回避",null,5000,null,"直管蛍光灯　FHF32EX 高出力形 【45W】",48,2,4,8,0,0,8,null,0,0,4,8,12,30,138.24,384,138.24,384,"管球交換"]
[1921,13,null,2,null,"前室","埋込形","W150","埋込",null,"乳白カバー",null,5000,null,"直管蛍光灯　FHF32EX 高出力形 【45W】",48,1,2,2,0,0,2,null,0,0,2,2,12,30,34.56,96,34.56,96,"管球交換"]
[1922,14,null,2,null,"汚物処理室","埋込形","W150","埋込",null,null,null,5000,null,"直管蛍光灯　FHF32EX 高出力形 【45W】",48,1,1,1,0,0,1,null,0,0,1,1,12,30,17.28,48,17.28,48,"管球交換"]
[1923,14,null,2,null,"汚物処理室","埋込形","W220","埋込",null,null,null,5000,null,"直管蛍光灯　FHF32EX 高出力形 【45W】",48,2,1,2,0,0,2,null,0,0,1,2,12,30,34.56,96,34.56,96,"管球交換"]
[1924,15,null,2,null,"トイレ2箇所","ダウンライト","φ125","埋込",null,null,null,3000,null,"ホワイト電球　LW100/110V40W (口金：E26) 【40W】",40,1,2,2,0,0,2,null,2,2,0,0,12,30,28.8,80,0,"","【対象外】"]
[1925,16,null,2,null,"階段付室","逆富士形","W120","天付け",null,null,null,5000,null,"直管蛍光灯　FHF32EX 【32W】",35,1,1,1,0,0,1,null,0,0,1,1,12,30,12.6,35,12.6,35,"管球交換"]
[1926,17,null,2,null,208,"埋込形","W220","埋込",null,"調光","クリーンルーム",5000,"施工確認","直管蛍光灯　FHF32EX 高出力形 【45W】",48,2,4,8,0,0,8,null,0,0,4,8,12,30,138.24,384,138.24,384,"器具交換"]
[1927,17,null,2,null,208,"ダウンライト","φ150","埋込","処置灯",null,null,3000,"施工確認","ハロゲンランプ（棒状）　JD100V85W (口金：E11) 【85W】",85,1,1,1,0,0,1,null,0,0,1,1,12,30,30.6,85,30.6,85,"器具交換"]
[1928,17,null,2,null,208,"ライコン2個用",null,"壁付け",null,"調光","クリーンルーム",5000,"施工確認",null,"",null,null,"",null,null,"",null,{"$f":"IF(O1944=\"\",\"\",IF(OR(AH1944=\"【対象外】\",AH1944=\"【LED済】\"),R1944,IF(Y1944>0,Y1944/Q1944,0)))","v":""},{"$f":"IF(O1944=\"\",\"\",IF(OR(AH1944=\"管球交換 【間引き対象外】\",AH1944=\"器具交換 【間引き対象外】\"),T1944,IF(OR(AH1944=\"【対象外】\",AH1944=\"【LED済】\"),S1944,0)))","v":""},null,null,12,30,"","","","","その他部材"]
[1929,18,null,2,null,"ICU","埋込形","W220","埋込",null,"調光","クリーンルーム",5000,"施工確認","直管蛍光灯　FHF32EX 高出力形 【45W】",48,2,15,30,0,0,30,null,{"$f":"IF(O1945=\"\",\"\",IF(OR(AH1945=\"【対象外】\",AH1945=\"【LED済】\"),R1945,IF(Y1945>0,Y1945/Q1945,0)))","v":0},{"$f":"IF(O1945=\"\",\"\",IF(OR(AH1945=\"管球交換 【間引き対象外】\",AH1945=\"器具交換 【間引き対象外】\"),T1945,IF(OR(AH1945=\"【対象外】\",AH1945=\"【LED済】\"),S1945,0)))","v":0},{"$f":"IF(R1945=\"\",\"\",R1945-X1945)","v":15},{"$f":"IF(S1945=\"\",\"\",S1945-Y1945)","v":30},12,30,518.4,1440,518.4,1440,"器具交換"]
[1930,18,null,2,null,"ICU","ライコン2個用",null,"壁付け",null,"調光","クリーンルーム",5000,"施工確認",null,"",null,null,"",null,null,"",null,"","",null,null,12,30,"","","","","その他部材"]
[1931,19,null,2,null,"スタッフステーション","埋込形","W220","埋込",null,null,"クリーンルーム",5000,"施工確認","直管蛍光灯　FHF32EX 高出力形 【45W】",48,2,17,34,0,0,34,null,0,0,{"$f":"IF(R1947=\"\",\"\",R1947-X1947)","v":17},{"$f":"IF(S1947=\"\",\"\",S1947-Y1947)","v":34},12,30,587.52,1632,587.52,1632,"管球交換"]
[1932,20,null,2,null,"事務室","埋込形","W220","埋込",null,null,null,5000,null,"直管蛍光灯　FHF32EX 高出力形 【45W】",48,2,4,8,0,0,8,null,0,0,4,8,12,30,138.24,384,138.24,384,"管球交換"]
[1933,21,null,2,null,"面談室","埋込形","W150","埋込",null,null,null,5000,null,"直管蛍光灯　FHF32EX 高出力形 【45W】",48,1,2,2,0,0,2,null,0,0,2,2,12,30,34.56,96,34.56,96,"管球交換"]
[1934,22,null,2,null,"高気圧酸素治療更衣室","埋込形","W220","埋込",null,"乳白カバー",null,5000,null,"直管蛍光灯　FHF32EX 高出力形 【45W】",48,2,1,2,0,0,2,null,0,0,1,2,12,30,34.56,96,34.56,96,"管球交換"]
[1935,22,null,2,null,"高気圧酸素治療更衣室","ブラケット",null,"壁付け",null,"乳白カバー",null,3000,null,"コンパクト形蛍光灯　FML13EX 【13W】",16,1,1,1,0,0,1,null,0,0,1,1,12,30,5.76,16,5.76,16,"器具交換"]
[1936,22,null,2,null,"高気圧酸素治療更衣室","ダウンライト","φ150","埋込","処置灯",null,null,3000,null,"ハロゲンランプ（棒状）　JD100V85W (口金：E11) 【85W】",85,1,1,1,0,0,1,null,0,0,1,1,12,30,30.6,85,30.6,85,"器具交換"]
[1937,23,null,2,null,"高気圧酸素治療室","埋込形","W220","埋込",null,"乳白カバー",null,5000,null,"直管蛍光灯　FHF32EX 高出力形 【45W】",48,2,1,2,0,0,2,null,0,0,1,2,12,30,34.56,96,34.56,96,"管球交換"]
[1938,23,null,2,null,"高気圧酸素治療室","ブラケット",null,"壁付け",null,"乳白カバー",null,3000,null,"コンパクト形蛍光灯　FML13EX 【13W】",16,1,1,1,0,0,1,null,0,0,1,1,12,30,5.76,16,5.76,16,"器具交換"]
[1939,23,null,2,null,"高気圧酸素治療室","ダウンライト","φ150","埋込","処置灯",null,null,3000,null,"ハロゲンランプ（棒状）　JD100V85W (口金：E11) 【85W】",85,1,1,1,0,0,1,null,0,0,1,1,12,30,30.6,85,30.6,85,"器具交換"]
[1940,24,null,2,null,"当直室","埋込形","W220","埋込",null,"乳白カバー",null,5000,null,"直管蛍光灯　FHF32EX 高出力形 【45W】",48,2,1,2,0,0,2,null,0,0,1,2,12,30,34.56,96,34.56,96,"管球交換"]
[1941,24,null,2,null,"当直室","ブラケット",null,"壁付け",null,"乳白カバー",null,3000,null,"コンパクト形蛍光灯　FML13EX 【13W】",16,1,1,1,0,0,1,null,0,0,1,1,12,30,5.76,16,5.76,16,"器具交換"]
[1942,24,null,2,null,"当直室","ダウンライト","φ150","埋込","処置灯",null,null,3000,null,"ハロゲンランプ（棒状）　JD100V85W (口金：E11) 【85W】",85,1,1,1,0,0,1,null,0,0,1,1,12,30,30.6,85,30.6,85,"器具交換"]
[1943,25,null,2,null,"技師室","埋込形","W220","埋込",null,"乳白カバー",null,5000,null,"直管蛍光灯　FHF32EX 高出力形 【45W】",48,2,1,2,0,0,2,null,0,0,1,2,12,30,34.56,96,34.56,96,"管球交換"]
[1944,25,null,2,null,"技師室","ブラケット",null,"壁付け",null,"乳白カバー",null,3000,null,"コンパクト形蛍光灯　FML13EX 【13W】",16,1,1,1,0,0,1,null,0,0,1,1,12,30,5.76,16,5.76,16,"器具交換"]
[1945,25,null,2,null,"技師室","ダウンライト","φ150","埋込","処置灯",null,null,3000,null,"ハロゲンランプ（棒状）　JD100V85W (口金：E11) 【85W】",85,1,1,1,0,0,1,null,0,0,1,1,12,30,30.6,85,30.6,85,"器具交換"]
[1946,26,null,2,null,"医療ガスボンベ保管庫","埋込形","W220","埋込",null,"乳白カバー",null,5000,null,"直管蛍光灯　FHF32EX 高出力形 【45W】",48,2,2,4,0,0,4,null,0,0,2,4,12,30,69.12,192,69.12,192,"管球交換"]
[1947,26,null,2,null,"医療ガスボンベ保管庫","ダウンライト","φ150","埋込","処置灯",null,null,3000,null,"ハロゲンランプ（棒状）　JD100V85W (口金：E11) 【85W】",85,1,4,4,0,0,4,null,0,0,4,4,12,30,122.4,340,122.4,340,"器具交換"]
[1948,27,null,2,null,"倉庫","埋込形","W220","埋込",null,"乳白カバー",null,5000,null,"直管蛍光灯　FHF32EX 高出力形 【45W】",48,2,2,4,0,0,4,null,0,0,2,4,12,30,69.12,192,69.12,192,"管球交換"]
[1949,27,null,2,null,"倉庫","ダウンライト","φ150","埋込","処置灯",null,null,3000,null,"ハロゲンランプ（棒状）　JD100V85W (口金：E11) 【85W】",85,1,4,4,0,0,4,null,0,0,4,4,12,30,122.4,340,122.4,340,"器具交換"]
[1950,28,null,2,null,"看護師控室","埋込形","W220","埋込",null,null,null,5000,null,"直管蛍光灯　FHF32EX 【32W】",35,2,2,4,0,0,4,null,0,0,2,4,12,30,50.4,140,50.4,140,"管球交換"]
[1951,29,null,2,null,"倉庫","逆富士形","W120","天付け",null,null,null,5000,null,"直管蛍光灯　FHF32EX 高出力形 【45W】",48,1,2,2,0,0,2,null,0,0,2,2,12,30,34.56,96,34.56,96,"管球交換"]
[1952,30,null,2,null,"洗面","埋込形","W150","埋込",null,null,null,5000,null,"直管蛍光灯　FHF32EX 高出力形 【45W】",48,1,1,1,0,0,1,null,0,0,1,1,12,30,17.28,48,17.28,48,"管球交換"]
[1953,30,null,2,null,"洗面","ブラケット",null,"壁付け",null,null,null,3000,null,"電球形蛍光灯　EFD15/12E (口金：E26) 【12W】",12,1,2,2,0,0,2,null,2,2,0,0,12,30,8.64,24,0,"","【対象外】"]
[1954,31,null,2,null,"汚物処理室","埋込形","W150","埋込",null,null,null,5000,null,"直管蛍光灯　FHF32EX 高出力形 【45W】",48,1,1,1,0,0,1,null,0,0,1,1,12,30,17.28,48,17.28,48,"管球交換"]
[1955,32,null,2,null,"トイレ2箇所","ダウンライト","φ125","埋込",null,null,null,3000,null,"電球形蛍光灯　EFD15/12E (口金：E26) 【12W】",12,1,2,2,0,0,2,null,2,2,0,0,12,30,8.64,24,0,"","【対象外】"]
[1956,33,null,2,null,"車椅子トイレ","埋込形","W150","埋込",null,null,null,5000,null,"直管蛍光灯　FHF32EX 【32W】",35,1,1,1,0,0,1,null,0,0,1,1,12,30,12.6,35,12.6,35,"管球交換"]
[1957,33,null,2,null,"車椅子トイレ","ブラケット",null,"壁付け",null,null,null,3000,null,"コンパクト形蛍光灯　FML13EX 【13W】",16,1,1,1,0,0,1,null,0,0,1,1,12,30,5.76,16,5.76,16,"器具交換"]
[1958,34,null,2,null,"機器貸出返却カウンター","埋込形","W220","埋込",null,"ルーバ",null,5000,null,"直管蛍光灯　FHF32EX 高出力形 【45W】",48,2,8,16,0,0,16,null,0,0,8,16,12,30,276.48,768,276.48,768,"管球交換"]
[1959,34,null,2,null,"機器貸出返却カウンター","ブラケット",null,"壁付け",null,null,null,3000,null,"コンパクト形蛍光灯　FML13EX 【13W】",16,1,1,1,0,0,1,null,0,0,1,1,12,30,5.76,16,5.76,16,"器具交換"]
[1960,35,null,2,null,"廊下","トラフ形",null,"天付け","間接照明",null,null,5000,null,"直管蛍光灯　FHF32EX 【32W】",35,1,24,24,12,0,12,null,0,0,24,24,12,30,151.19999999999999,420,302.39999999999998,840,"管球交換"]
[1961,35,null,2,null,"廊下","埋込形","W300","埋込",null,null,null,5000,"看板吊ってる","直管蛍光灯　FHF16EX 【16W】",19,2,1,2,0,0,2,null,0,0,1,2,12,30,13.68,38,13.68,38,"管球交換"]
[1962,35,null,2,null,"廊下","埋込形","W220","埋込","黒板灯",null,null,5000,null,"直管蛍光灯　FHF32EX 【32W】",35,1,1,1,0,0,1,null,0,0,1,1,12,30,12.6,35,12.6,35,"管球交換"]
[1963,36,null,2,null,"廊下","埋込形","W150","埋込",null,null,null,5000,null,"直管蛍光灯　FHF32EX 【32W】",35,1,1,1,0,0,1,null,0,0,1,1,12,30,12.6,35,12.6,35,"管球交換"]
[1964,36,null,2,null,"廊下","埋込形","W220","埋込","黒板灯",null,null,5000,null,"直管蛍光灯　FHF32EX 【32W】",35,1,3,3,0,0,3,null,0,0,3,3,12,30,37.799999999999997,105,37.799999999999997,105,"管球交換"]
[1965,36,null,2,null,"廊下","丸形シーリング","φ450","埋込",null,"乳白カバー",null,5000,null,"二重環形蛍光灯　FHD100E 【97W】",100,1,4,4,0,0,4,null,0,0,4,4,12,30,144,400,144,400,"器具交換"]
[1966,36,null,2,null,"廊下","丸形シーリング","φ450","埋込",null,"乳白カバー",null,5000,null,"【器具LED済】",0,1,1,{"$f":"IF(R1982=\"\",\"\",Q1982*R1982)","v":1},0,0,{"$f":"IF(S1982=\"\",\"\",S1982-T1982)","v":1},{"$f":"V1982","v":1},{"$f":"IF(O1982=\"\",\"\",IF(OR(AH1982=\"【対象外】\",AH1982=\"【LED済】\"),R1982,IF(Y1982>0,Y1982/Q1982,0)))","v":1},{"$f":"IF(O1982=\"\",\"\",IF(OR(AH1982=\"管球交換 【間引き対象外】\",AH1982=\"器具交換 【間引き対象外】\"),T1982,IF(OR(AH1982=\"【対象外】\",AH1982=\"【LED済】\"),S1982,0)))","v":1},0,0,12,30,{"$f":"IF(O1982=\"\",\"\",IF(V1982=\"\",\"\",P1982*V1982*AB1982*AC1982/1000))","v":0},{"$f":"IF(O1982=\"\",\"\",IF(V1982=\"\",\"\",P1982*V1982))","v":0},{"$f":"IF(O1982=\"\",\"\",IF(AA1982=\"\",\"\",P1982*AA1982*AB1982*AC1982/1000))","v":0},{"$f":"IF(O1982=\"\",\"\",IF(AA1982=\"\",\"\",IF(AA1982=0,\"\",P1982*AA1982)))","v":""},"【LED済】"]
[1967,36,null,2,null,"廊下","埋込形","W300","埋込",null,null,null,5000,"看板吊ってる","直管蛍光灯　FHF16EX 【16W】",19,2,1,2,0,0,2,null,0,0,1,2,12,30,13.68,38,13.68,38,"管球交換"]
[1968,37,null,2,null,"家族控室","丸形シーリング","φ450","埋込",null,"乳白カバー",null,5000,null,"二重環形蛍光灯　FHD100E 【97W】",100,1,3,3,0,0,3,null,3,3,0,0,12,30,108,300,0,"","【対象外】"]
[1969,37,null,2,null,"家族控室","丸形シーリング","φ450","埋込",null,"乳白カバー",null,5000,null,"【器具LED済】",0,1,1,1,0,0,1,{"$f":"V1985","v":1},1,1,0,0,12,30,0,0,0,"","【LED済】"]
[1970,37,null,2,null,"家族控室","ブラケット",null,"壁付け",null,"乳白カバー",null,3000,null,"電球形蛍光灯　EFD15/12E (口金：E26) 【12W】",12,1,1,1,0,0,1,null,1,1,0,0,12,30,4.32,12,0,"","【対象外】"]
[1971,37,null,2,null,"家族控室","ダウンライト","φ150","埋込",null,null,null,3000,null,"コンパクト形蛍光灯　FDL18EX 【18W】",21,1,2,2,0,0,2,null,2,2,0,0,12,30,15.12,42,0,"","【対象外】"]
[1972,38,null,2,null,"電話コーナー","ダウンライト","φ150","埋込",null,null,null,3000,null,"コンパクト形蛍光灯　FDL18EX 【18W】",21,1,2,2,0,0,2,null,2,2,0,0,12,30,15.12,42,0,"","【対象外】"]
[1973,39,null,2,null,"トイレ","ダウンライト","φ150","埋込",null,null,null,3000,null,"コンパクト形蛍光灯　FDL18EX 【18W】",21,1,1,1,0,0,1,null,1,1,0,0,12,30,7.56,21,0,"","【対象外】"]
[1974,40,null,2,null,"パントリー","埋込形",null,"埋込",null,null,null,5000,null,"【器具LED済】",0,1,1,1,0,0,1,{"$f":"V1990","v":1},1,1,0,0,12,30,0,0,0,"","【LED済】"]
[1975,41,null,2,null,"産婦人科・小児科エリア",null,null,null,null,null,null,5000,"全てLED済み","【器具LED済】",0,0,0,0,0,0,0,0,0,0,0,0,12,30,0,0,0,"","【LED済】"]
[1976,42,null,2,null,"産婦人科エリア",null,null,null,null,null,null,5000,"全てLED済み","【器具LED済】",0,0,0,0,0,0,0,0,0,0,0,0,12,30,0,0,0,"","【LED済】"]
[1977,43,null,2,null,"外科・泌尿器科エリア",null,null,null,null,null,null,5000,"全てLED済み","【器具LED済】",0,0,0,0,0,0,0,0,0,0,0,0,12,30,0,0,0,"","【LED済】"]
[1978,44,null,2,null,"皮膚科・形成外科エリア",null,null,null,null,null,null,5000,"全てLED済み","【器具LED済】",0,0,0,0,0,0,0,0,0,0,0,0,12,30,0,0,0,"","【LED済】"]
[{"$f":"IF(COUNTA(B1995:O1995)=0,\"\",ROW()-16)","v":1979},45,null,2,null,"透析女子更衣室",null,null,null,null,null,null,5000,"全てLED済み","【器具LED済】",0,0,0,0,0,0,0,0,0,0,0,0,12,30,0,0,0,"","【LED済】"]
[1980,46,null,2,null,"透析男子更衣室",null,null,null,null,null,null,5000,"全てLED済み","【器具LED済】",0,0,0,0,0,0,0,0,0,0,0,0,12,30,0,0,0,"","【LED済】"]
[1981,47,null,2,null,"透析前室",null,null,null,null,null,null,5000,"全てLED済み","【器具LED済】",0,0,0,0,0,0,0,0,0,0,0,0,12,30,0,0,0,"","【LED済】"]
[1982,48,null,2,null,"透析トイレ","埋込形","W150","埋込",null,null,null,5000,null,"直管蛍光灯　FHF32EX 【32W】",35,1,1,1,0,0,1,null,1,1,0,0,12,30,12.6,35,0,"","【対象外】"]
[1983,48,null,2,null,"透析トイレ","ブラケット",null,"壁付け",null,null,null,3000,null,"コンパクト形蛍光灯　FML13EX 【13W】",16,1,1,1,0,0,1,null,1,1,0,0,12,30,5.76,16,0,"","【対象外】"]
[1984,49,null,2,null,"透析洗面","ブラケット",null,"壁付け",null,null,null,3000,null,"コンパクト形蛍光灯　FML13EX 【13W】",16,1,2,2,0,0,2,null,2,2,0,0,12,30,11.52,32,0,"","【対象外】"]
[1985,50,null,2,null,"透析待合","ダウンライト","φ150","埋込",null,null,null,3000,null,"コンパクト形蛍光灯　FDL27EX 【27W】",30,1,12,12,0,0,12,null,12,12,0,0,12,30,129.6,360,0,"","【対象外】"]
[1986,51,null,2,null,"透析廊下","ダウンライト","φ150","埋込",null,null,null,3000,null,"コンパクト形蛍光灯　FDL27EX 【27W】",30,1,16,16,0,0,16,null,16,16,0,0,12,30,172.8,480,0,"","【対象外】"]
[1987,52,null,2,null,"透析1","埋込形","W100","埋込",null,"乳白カバー",null,4000,null,"直管蛍光灯　FHF32EX 【32W】",35,1,10,10,0,0,10,null,10,10,0,0,12,30,126,350,0,"","【対象外】"]
[1988,52,null,2,null,"透析1","ダウンライト","φ150","埋込",null,"調光","乳白カバー",3000,"調光の管球交換","ホワイト電球　LW100/110V60W (口金：E26) 【60W】",60,1,10,10,0,0,10,null,10,10,0,0,12,30,216,600,0,"","【対象外】"]
[1989,53,null,2,null,"透析2","埋込形","W100","埋込",null,"乳白カバー",null,4000,null,"直管蛍光灯　FHF32EX 【32W】",35,1,6,6,0,0,6,null,6,6,0,0,12,30,75.599999999999994,210,0,"","【対象外】"]
[1990,53,null,2,null,"透析2","ダウンライト","φ150","埋込",null,"調光","乳白カバー",3000,"調光の管球交換","ホワイト電球　LW100/110V60W (口金：E26) 【60W】",60,1,4,4,0,0,4,null,4,4,0,0,12,30,86.4,240,0,"","【対象外】"]
[1991,54,null,2,null,"透析3","埋込形","W100","埋込",null,"乳白カバー",null,4000,null,"直管蛍光灯　FHF32EX 【32W】",35,1,8,8,0,0,8,null,8,8,0,0,12,30,100.8,280,0,"","【対象外】"]
[1992,54,null,2,null,"透析3","ダウンライト","φ150","埋込",null,"調光","乳白カバー",3000,"調光の管球交換","ホワイト電球　LW100/110V60W (口金：E26) 【60W】",60,1,8,8,0,0,8,null,8,8,0,0,12,30,172.8,480,0,"","【対象外】"]
[1993,55,null,2,null,"廊下","ダウンライト","φ150","埋込",null,null,null,3000,null,"コンパクト形蛍光灯　FDL27EX 【27W】",30,1,14,14,0,0,14,null,14,14,0,0,12,30,151.19999999999999,420,0,"","【対象外】"]
[1994,56,null,2,null,"透析スタッフステーション","埋込形","W220","埋込",null,"乳白カバー",null,4000,null,"直管蛍光灯　FHF32EX 【32W】",35,2,5,10,0,0,10,null,5,10,0,0,12,30,126,350,0,"","【対象外】"]
[1995,56,null,2,null,"透析スタッフステーション","埋込形","W220","埋込",null,"乳白カバー",null,5000,null,"【器具LED済】",0,2,3,6,0,0,6,{"$f":"V2011","v":6},3,6,0,0,12,30,0,0,0,"","【LED済】"]
[1996,56,null,2,null,"透析スタッフステーション","ブラケット",null,"壁付け",null,"乳白カバー",null,3000,null,"コンパクト形蛍光灯　FML13EX 【13W】",16,1,2,2,0,0,2,null,2,2,{"$f":"IF(R2012=\"\",\"\",R2012-X2012)","v":0},{"$f":"IF(S2012=\"\",\"\",S2012-Y2012)","v":0},12,30,11.52,32,0,"","【対象外】"]
[1997,57,null,2,null,"透析診察室","埋込形","W220","埋込",null,"ルーバ",null,4000,null,"直管蛍光灯　FHF32EX 【32W】",35,2,2,4,0,0,4,null,2,4,0,0,12,30,50.4,140,0,"","【対象外】"]
[1998,58,null,2,null,"透析休憩室","埋込形","W220","埋込",null,"Cチャンネル回避",null,5000,null,"直管蛍光灯　FHF32EX 【32W】",35,2,2,4,0,0,4,null,2,4,0,0,12,30,50.4,140,0,"","【対象外】"]
[1999,59,null,2,null,"透析控室","埋込形","W220","埋込",null,"Cチャンネル回避",null,5000,null,"直管蛍光灯　FHF32EX 【32W】",35,2,1,2,0,0,2,null,1,2,0,0,12,30,25.2,70,0,"","【対象外】"]
[2000,59,null,2,null,"透析控室","埋込形","W220","埋込",null,"Cチャンネル回避",null,5000,"ミニクリ非常灯","直管蛍光灯　FHF32EX 【32W】",35,2,1,2,0,0,2,null,1,2,0,0,12,30,25.2,70,0,"","【対象外】"]
[2001,59,null,2,null,"透析控室","流し元灯",null,"天付け",null,null,null,5000,null,"直管蛍光灯　FL20S 【20W】",23,1,1,1,0,0,1,null,1,1,0,0,12,30,8.2799999999999994,23,0,"","【対象外】"]
[2002,60,null,2,null,"透析機械室","トラフ形",null,"天付け",null,"両反射笠",null,5000,null,"直管蛍光灯　FHF32EX 【32W】",35,1,6,6,0,0,6,null,6,6,0,0,12,30,75.599999999999994,210,0,"","【対象外】"]
[2003,61,null,2,null,"透析保護室","埋込形","W220","埋込",null,"乳白カバー",null,4000,null,"直管蛍光灯　FHF32EX 【32W】",35,2,2,4,0,0,4,null,2,4,0,0,12,30,50.4,140,0,"","【対象外】"]
[2004,61,null,2,null,"透析保護室","ダウンライト","φ150","埋込",null,"調光","乳白カバー",3000,"調光の管球交換","ホワイト電球　LW100/110V60W (口金：E26) 【60W】",60,1,2,2,0,0,2,null,2,2,0,0,12,30,43.2,120,0,"","【対象外】"]
[2005,61,null,2,null,"透析保護室","ブラケット",null,"壁付け",null,"乳白カバー",null,3000,null,"電球形蛍光灯　EFD15/12E (口金：E26) 【12W】",12,1,1,1,0,0,1,null,1,1,0,0,12,30,4.32,12,0,"","【対象外】"]
[2006,62,null,2,null,"待合エリア",null,null,null,null,null,null,null,"全てLED済み","【器具LED済】",0,0,0,0,0,0,0,{"$f":"V2022","v":0},0,0,0,0,12,30,0,0,0,"","【LED済】"]
[2007,63,null,2,null,"口腔外科・眼科エリア",null,null,null,null,null,null,null,"全てLED済み","【器具LED済】",0,0,0,0,0,0,0,0,0,0,0,0,12,30,0,0,0,"","【LED済】"]
[2008,64,null,2,null,"入退院・眼科エリア",null,null,null,null,null,null,null,"全てLED済み","【器具LED済】",0,0,0,0,0,0,0,0,0,0,0,0,12,30,0,0,0,"","【LED済】"]
[2009,65,null,2,null,"待合エリア",null,null,null,null,null,null,null,"全てLED済み","【器具LED済】",0,0,0,0,0,0,0,0,0,0,0,0,12,30,0,0,0,"","【LED済】"]
[2010,66,null,2,null,"待合エリア",null,null,null,null,null,null,null,"全てLED済み","【器具LED済】",0,0,0,0,0,0,0,0,0,0,0,0,12,30,0,0,0,"","【LED済】"]
[2011,67,null,2,null,"待合エリア",null,null,null,null,null,null,null,"全てLED済み","【器具LED済】",0,0,0,0,0,0,0,0,0,0,0,0,12,30,0,0,0,"","【LED済】"]
[2012,68,null,2,null,"待合エリア",null,null,null,null,null,null,null,"全てLED済み","【器具LED済】",0,0,0,0,0,0,0,0,0,0,0,0,12,30,0,0,0,"","【LED済】"]
[2013,69,null,2,null,"総合待合エリア",null,null,null,null,null,null,null,"全てLED済み","【器具LED済】",0,0,0,0,0,0,0,0,0,0,0,0,12,30,0,0,0,"","【LED済】"]
[2014,70,null,2,null,"栄養指導室エリア",null,null,null,null,null,null,null,"全てLED済み","【器具LED済】",0,0,0,0,0,0,0,0,0,0,0,0,12,30,0,0,0,"","【LED済】"]
[2015,71,null,2,null,"EVホール",null,null,null,null,null,null,null,"全てLED済み","【器具LED済】",0,0,0,0,0,0,0,0,0,0,0,0,12,30,0,0,0,"","【LED済】"]
[2016,72,null,2,null,"看護師控室","埋込形","W220","埋込",null,null,null,5000,null,"直管蛍光灯　FHF32EX 高出力形 【45W】",48,2,2,4,0,0,4,null,0,0,2,4,12,30,69.12,192,69.12,192,"管球交換"]
[2017,72,null,2,null,"看護師控室","埋込形","W220","埋込",null,null,null,5000,"ミニクリ非常灯","直管蛍光灯　FHF32EX 高出力形 【45W】",48,2,2,4,0,0,4,null,0,0,2,4,12,30,69.12,192,69.12,192,"管球交換"]
[2018,72,null,2,null,"看護師控室","流し元灯",null,"天付け",null,null,null,5000,null,"直管蛍光灯　FL20S 【20W】",23,1,1,1,0,0,1,null,0,0,1,1,12,30,8.2799999999999994,23,8.2799999999999994,23,"管球交換"]
[2019,73,null,2,null,"医師控室","埋込形","W220","埋込",null,null,null,5000,null,"直管蛍光灯　FHF32EX 高出力形 【45W】",48,2,3,6,0,0,6,null,0,0,3,6,12,30,103.68,288,103.68,288,"管球交換"]
[2020,73,null,2,null,"医師控室","埋込形","W220","埋込",null,null,null,5000,"ミニクリ非常灯","直管蛍光灯　FHF32EX 高出力形 【45W】",48,2,2,4,0,0,4,null,0,0,2,4,12,30,69.12,192,69.12,192,"管球交換"]
[2021,73,null,2,null,"医師控室","流し元灯",null,"天付け",null,null,null,5000,null,"直管蛍光灯　FL20S 【20W】",23,1,1,1,0,0,1,null,0,0,1,1,12,30,8.2799999999999994,23,8.2799999999999994,23,"管球交換"]
[2022,73,null,2,null,"医師控室","埋込形","W220","埋込",null,null,null,5000,null,"直管蛍光灯　FHF16EX 【16W】",19,2,1,2,0,0,2,null,0,0,1,2,12,30,13.68,38,13.68,38,"管球交換"]
[2023,74,null,2,null,"男子更衣室","埋込形","W150","埋込",null,null,null,5000,null,"直管蛍光灯　FHF32EX 高出力形 【45W】",48,1,5,5,0,0,5,null,0,0,5,5,12,30,86.4,240,86.4,240,"管球交換"]
[2024,74,null,2,null,"男子更衣室","ダウンライト","φ125","埋込",null,null,null,3000,null,"【管球LED済】",0,1,3,3,0,0,3,{"$f":"V2040","v":3},3,3,0,0,12,30,0,0,0,"","【LED済】"]
[2025,74,null,2,null,"男子更衣室","ブラケット",null,"壁付け",null,null,null,3000,null,"コンパクト形蛍光灯　FML13EX 【13W】",16,1,1,1,0,0,1,null,0,0,1,1,12,30,5.76,16,5.76,16,"器具交換"]
[2026,74,null,2,null,"男子更衣室","ブラケット",null,"壁付け",null,"防水カバー",null,3000,null,"【管球LED済】",0,1,1,1,0,0,1,{"$f":"V2042","v":1},1,1,0,0,12,30,0,0,0,"","【LED済】"]
[2027,75,null,2,null,"女子更衣室","埋込形","W150","埋込",null,null,null,5000,null,"直管蛍光灯　FHF32EX 高出力形 【45W】",48,1,6,6,0,0,6,null,0,0,6,6,12,30,103.68,288,103.68,288,"管球交換"]
[2028,75,null,2,null,"女子更衣室","ダウンライト","φ125","埋込",null,null,null,3000,null,"【管球LED済】",0,1,3,3,0,0,3,{"$f":"V2044","v":3},3,3,0,0,12,30,0,0,0,"","【LED済】"]
[2029,75,null,2,null,"女子更衣室","ブラケット",null,"壁付け",null,"防水カバー",null,3000,null,"【管球LED済】",0,1,1,1,0,0,1,1,1,1,0,0,12,30,0,0,0,"","【LED済】"]
[2030,75,null,2,null,"女子更衣室","ブラケット",null,"壁付け",null,"防水カバー",null,3000,null,"【管球LED済】",0,1,1,{"$f":"IF(R2046=\"\",\"\",Q2046*R2046)","v":1},0,0,{"$f":"IF(S2046=\"\",\"\",S2046-T2046)","v":1},1,{"$f":"IF(O2046=\"\",\"\",IF(OR(AH2046=\"【対象外】\",AH2046=\"【LED済】\"),R2046,IF(Y2046>0,Y2046/Q2046,0)))","v":1},{"$f":"IF(O2046=\"\",\"\",IF(OR(AH2046=\"管球交換 【間引き対象外】\",AH2046=\"器具交換 【間引き対象外】\"),T2046,IF(OR(AH2046=\"【対象外】\",AH2046=\"【LED済】\"),S2046,0)))","v":1},0,0,12,30,{"$f":"IF(O2046=\"\",\"\",IF(V2046=\"\",\"\",P2046*V2046*AB2046*AC2046/1000))","v":0},{"$f":"IF(O2046=\"\",\"\",IF(V2046=\"\",\"\",P2046*V2046))","v":0},{"$f":"IF(O2046=\"\",\"\",IF(AA2046=\"\",\"\",P2046*AA2046*AB2046*AC2046/1000))","v":0},{"$f":"IF(O2046=\"\",\"\",IF(AA2046=\"\",\"\",IF(AA2046=0,\"\",P2046*AA2046)))","v":""},"【LED済】"]
[2031,76,null,2,null,"廊下","埋込形","W220","埋込",null,"クリーンルーム",null,5000,null,"直管蛍光灯　FHF32EX 高出力形 【45W】",48,1,5,5,0,0,5,null,0,0,5,5,12,30,86.4,240,86.4,240,"管球交換"]
[2032,77,null,2,null,"廊下","埋込形","W220","埋込",null,"クリーンルーム",null,5000,null,"直管蛍光灯　FHF32EX 高出力形 【45W】",48,2,6,12,0,0,12,null,0,0,6,12,12,30,207.36,576,207.36,576,"管球交換"]
[2033,78,null,2,null,"廊下","埋込形","W220","埋込",null,"クリーンルーム",null,5000,null,"直管蛍光灯　FHF32EX 高出力形 【45W】",48,1,10,10,0,0,10,null,0,0,10,10,12,30,172.8,480,172.8,480,"管球交換"]
[2034,79,null,2,null,"廊下","埋込形","W220","埋込",null,"クリーンルーム",null,5000,null,"直管蛍光灯　FHF32EX 高出力形 【45W】",48,1,6,6,0,0,6,null,0,0,6,6,12,30,103.68,288,103.68,288,"管球交換"]
[2035,80,null,2,null,"廊下","埋込形","W220","埋込",null,"クリーンルーム",null,5000,null,"直管蛍光灯　FHF32EX 高出力形 【45W】",48,1,7,7,0,0,7,null,0,0,7,7,12,30,120.96,336,120.96,336,"管球交換"]
[2036,81,null,2,null,"手術室1","埋込形","W300","埋込",null,"クリーンルーム",null,5000,null,"直管蛍光灯　FLR40S 【40W】",43,3,12,36,0,0,36,null,0,0,12,36,12,30,557.28,1548,557.28,1548,"管球交換"]
[2037,81,null,2,null,"手術室1","表示灯",null,"壁付け",null,null,null,5000,null,"直管蛍光灯　FL10 【10W】",13,1,2,2,0,0,2,null,0,0,2,2,12,30,9.36,26,9.36,26,"管球交換"]
[2038,82,null,2,null,"手術室2","埋込形","W300","埋込",null,"クリーンルーム",null,5000,null,"直管蛍光灯　FLR40S 【40W】",43,3,12,36,0,0,36,null,0,0,12,36,12,30,557.28,1548,557.28,1548,"管球交換"]
[2039,82,null,2,null,"手術室2","表示灯",null,"壁付け",null,null,null,5000,null,"直管蛍光灯　FL10 【10W】",13,1,2,2,0,0,2,null,0,0,2,2,12,30,9.36,26,9.36,26,"管球交換"]
[2040,83,null,2,null,"倉庫1","埋込形","W220","埋込",null,"クリーンルーム",null,5000,null,"直管蛍光灯　FHF32EX 【32W】",35,2,1,2,0,0,2,null,0,0,1,2,12,30,25.2,70,25.2,70,"管球交換"]
[2041,84,null,2,null,"手術室3","表示灯",null,"壁付け",null,null,null,5000,null,"直管蛍光灯　FL10 【10W】",13,1,2,2,0,0,2,null,0,0,2,2,12,30,9.36,26,9.36,26,"管球交換"]
[2042,84,null,2,null,"手術室3","埋込形","W300","埋込",null,"クリーンルーム",null,5000,null,"直管蛍光灯　FLR40S 【40W】",43,3,12,36,0,0,36,null,0,0,12,36,12,30,557.28,1548,557.28,1548,"管球交換"]
[{"$f":"IF(COUNTA(B2059:O2059)=0,\"\",ROW()-16)","v":2043},85,null,2,null,"手術室4","埋込形","W300","埋込",null,"クリーンルーム",null,5000,null,"直管蛍光灯　FLR40S 【40W】",43,3,12,36,0,0,36,null,0,0,12,36,12,30,557.28,1548,557.28,1548,"管球交換"]
[2044,85,null,2,null,"手術室4","表示灯",null,"壁付け",null,null,null,5000,null,"直管蛍光灯　FL10 【10W】",13,1,2,2,0,0,2,null,0,0,2,2,12,30,9.36,26,9.36,26,"管球交換"]
[2045,86,null,2,null,"手術室5","埋込形","W300","埋込",null,"クリーンルーム",null,5000,null,"直管蛍光灯　FLR40S 【40W】",43,3,12,36,0,0,36,null,0,0,12,36,12,30,557.28,1548,557.28,1548,"管球交換"]
[2046,86,null,2,null,"手術室5","表示灯",null,"壁付け",null,null,null,5000,null,"直管蛍光灯　FL10 【10W】",13,1,2,2,0,0,2,null,0,0,2,2,12,30,9.36,26,9.36,26,"管球交換"]
[2047,87,null,2,null,"手術室7","埋込形","W300","埋込",null,"クリーンルーム",null,5000,null,"直管蛍光灯　FLR40S 【40W】",43,3,14,42,0,0,42,null,0,0,14,42,12,30,650.16,1806,650.16,1806,"管球交換"]
[2048,87,null,2,null,"手術室7","表示灯",null,"壁付け",null,null,null,5000,null,"直管蛍光灯　FL10 【10W】",13,1,2,2,0,0,2,null,0,0,2,2,12,30,9.36,26,9.36,26,"管球交換"]
[2049,88,null,2,null,"手術室8","埋込形","W300","埋込",null,"クリーンルーム",null,5000,null,"直管蛍光灯　FLR40S 【40W】",43,3,12,36,0,0,36,null,0,0,12,36,12,30,557.28,1548,557.28,1548,"管球交換"]
[2050,88,null,2,null,"手術室8","表示灯",null,"壁付け",null,null,null,5000,null,"直管蛍光灯　FL10 【10W】",13,1,2,2,0,0,2,null,0,0,2,2,12,30,9.36,26,9.36,26,"管球交換"]
[2051,89,null,2,null,"汚物処理室","埋込形","W220","埋込",null,"クリーンルーム",null,5000,null,"直管蛍光灯　FHF32EX 【32W】",35,2,2,4,0,0,4,null,0,0,2,4,12,30,50.4,140,50.4,140,"管球交換"]
[2052,90,null,2,null,"手洗い","埋込形","W220","埋込",null,"クリーンルーム",null,5000,null,"直管蛍光灯　FHF32EX 【32W】",35,2,2,4,0,0,4,null,0,0,2,4,12,30,50.4,140,50.4,140,"管球交換"]
[2053,91,null,2,null,"中央材料室","埋込形","W220","埋込",null,"クリーンルーム",null,5000,null,"直管蛍光灯　FHF32EX 【32W】",35,2,10,20,0,0,20,null,0,0,10,20,12,30,252,700,252,700,"管球交換"]
[2054,92,null,2,null,"EVホール","埋込形","W220","埋込",null,"クリーンルーム",null,5000,null,"直管蛍光灯　FHF32EX 【32W】",35,2,4,8,0,0,8,null,0,0,4,8,12,30,100.8,280,100.8,280,"管球交換"]
[2055,93,null,2,null,"手術ホール","埋込形","W220","埋込",null,"クリーンルーム",null,5000,null,"直管蛍光灯　FHF32EX 【32W】",35,1,34,34,0,0,34,null,0,0,34,34,12,30,428.4,1190,428.4,1190,"管球交換"]
[2056,94,null,2,null,"乗り換えホール","埋込形","W220","埋込",null,"クリーンルーム",null,5000,null,"直管蛍光灯　FHF32EX 【32W】",35,2,9,18,0,0,18,null,0,0,9,18,12,30,226.8,630,226.8,630,"管球交換"]
[2057,95,null,2,null,"更衣室1、2","埋込形","W220","埋込",null,"乳白カバー",null,5000,null,"直管蛍光灯　FHF16EX 【16W】",19,2,2,4,0,0,4,null,0,0,2,4,12,30,27.36,76,27.36,76,"管球交換"]
[2058,96,null,2,null,"トイレ","埋込形","W220","埋込",null,"乳白カバー",null,5000,null,"直管蛍光灯　FHF16EX 【16W】",19,2,1,2,0,0,2,null,0,0,1,2,12,30,13.68,38,13.68,38,"管球交換"]
[2059,96,null,2,null,"トイレ","ブラケット",null,"壁付け",null,"乳白カバー",null,3000,null,"コンパクト形蛍光灯　FML13EX 【13W】",16,1,1,1,0,0,1,null,0,0,1,1,12,30,5.76,16,5.76,16,"器具交換"]
[2060,97,null,2,null,"倉庫","埋込形","W220","埋込",null,"クリーンルーム",null,5000,null,"直管蛍光灯　FHF32EX 【32W】",35,2,1,2,0,0,2,null,0,0,{"$f":"IF(R2076=\"\",\"\",R2076-X2076)","v":1},{"$f":"IF(S2076=\"\",\"\",S2076-Y2076)","v":2},12,30,25.2,70,25.2,70,"管球交換"]
[2061,98,null,2,null,"事務室","埋込形","W220","埋込",null,"乳白カバー",null,5000,null,"直管蛍光灯　FHF32EX 【32W】",35,2,3,6,0,0,6,null,0,0,3,6,12,30,75.599999999999994,210,75.599999999999994,210,"管球交換"]
[2062,99,null,2,null,"前室","埋込形","W150","埋込",null,"乳白カバー",null,5000,null,"直管蛍光灯　FHF32EX 【32W】",35,1,2,2,0,0,2,null,0,0,2,2,12,30,25.2,70,25.2,70,"管球交換"]
[2063,100,null,2,null,"説明室","埋込形","W150","埋込",null,null,null,5000,null,"直管蛍光灯　FHF32EX 【32W】",35,1,2,2,0,0,2,null,0,0,2,2,12,30,25.2,70,25.2,70,"管球交換"]
[2064,101,null,2,null,"説明室奥","埋込形","W220","埋込",null,null,null,5000,null,"直管蛍光灯　FHF32EX 高出力形 【45W】",48,2,2,4,0,0,4,null,0,0,2,4,12,30,69.12,192,69.12,192,"管球交換"]
[2065,102,null,2,null,"手術室6前室","埋込形","W220","埋込",null,"クリーンルーム",null,5000,null,"直管蛍光灯　FLR40S 【40W】",43,2,2,4,0,0,4,null,0,0,2,4,12,30,61.92,172,61.92,172,"管球交換"]
[2066,103,null,2,null,"手術室6","埋込形","W300","埋込",null,"クリーンルーム",null,5000,null,"直管蛍光灯　FLR40S 【40W】",43,3,14,42,0,0,42,null,0,0,14,42,12,30,650.16,1806,650.16,1806,"管球交換"]
[2067,103,null,2,null,"手術室6","表示灯",null,"壁付け",null,null,null,5000,null,"直管蛍光灯　FL10 【10W】",13,1,4,4,0,0,4,null,0,0,4,4,12,30,18.72,52,18.72,52,"管球交換"]
[2068,104,null,2,null,"病理検査室","埋込形","W220","埋込",null,null,null,5000,null,"直管蛍光灯　FHF32EX 【32W】",35,2,2,4,0,0,4,null,0,0,2,4,12,30,50.4,140,50.4,140,"管球交換"]
[2069,104,null,2,null,"病理検査室","埋込形","W220","埋込",null,null,null,5000,"ミニクリ非常灯","直管蛍光灯　FHF32EX 【32W】",35,2,2,4,0,0,4,null,0,0,2,4,12,30,50.4,140,50.4,140,"管球交換"]
[2070,105,null,2,null,"病理検査室","埋込形","W220","埋込",null,null,null,5000,null,"直管蛍光灯　FHF32EX 【32W】",35,2,5,10,0,0,10,null,0,0,5,10,12,30,126,350,126,350,"管球交換"]
[2071,105,null,2,null,"病理検査室","埋込形","W220","埋込",null,null,null,5000,"ミニクリ非常灯","直管蛍光灯　FHF32EX 【32W】",35,2,2,4,0,0,4,null,0,0,2,4,12,30,50.4,140,50.4,140,"管球交換"]
[2072,106,null,2,null,"病理検査室","埋込形","W220","埋込",null,null,null,5000,null,"直管蛍光灯　FHF32EX 【32W】",35,2,4,8,0,0,8,null,0,0,4,8,12,30,100.8,280,100.8,280,"管球交換"]
[2073,106,null,2,null,"病理検査室","埋込形","W220","埋込",null,null,null,5000,"ミニクリ非常灯","直管蛍光灯　FHF32EX 【32W】",35,2,2,4,0,0,4,null,0,0,2,4,12,30,50.4,140,50.4,140,"管球交換"]
[2074,107,null,2,null,"倉庫","埋込形","W150","埋込",null,null,null,5000,null,"直管蛍光灯　FHF32EX 【32W】",35,1,1,1,0,0,1,null,0,0,1,1,12,30,12.6,35,12.6,35,"管球交換"]
[2075,108,null,2,null,"機械室9部屋分","トラフ形",null,"壁付け",null,"片反射笠",null,5000,null,"直管蛍光灯　FHF32EX 【32W】",35,1,9,9,0,0,9,null,0,0,9,9,12,30,113.4,315,113.4,315,"管球交換"]
[2076,109,null,2,null,"機械室","トラフ形",null,"天付け",null,"両反射笠",null,5000,null,"直管蛍光灯　FHF32EX 【32W】",35,1,4,4,0,0,4,null,0,0,4,4,12,30,50.4,140,50.4,140,"管球交換"]
[2077,110,null,2,null,"機械室","トラフ形",null,"天付け",null,"両反射笠",null,5000,null,"直管蛍光灯　FHF32EX 【32W】",35,1,3,3,0,0,3,null,0,0,3,3,12,30,37.799999999999997,105,37.799999999999997,105,"管球交換"]
[2078,111,null,2,null,"機械室","トラフ形",null,"天付け",null,"両反射笠",null,5000,null,"直管蛍光灯　FL20S 【20W】",23,1,1,1,0,0,1,null,0,0,1,1,12,30,8.2799999999999994,23,8.2799999999999994,23,"管球交換"]
[{"$f":"IF(COUNTA(B2095:O2095)=0,\"\",ROW()-16)","v":2079},1,null,1,null,"救急処置室","埋込形","W220","埋込",null,"乳白カバー",null,4000,null,"直管蛍光灯　FHF32EX 高出力形 【45W】",48,2,20,{"$f":"IF(R2095=\"\",\"\",Q2095*R2095)","v":40},0,0,{"$f":"IF(S2095=\"\",\"\",S2095-T2095)","v":40},null,{"$f":"IF(O2095=\"\",\"\",IF(OR(AH2095=\"【対象外】\",AH2095=\"【LED済】\"),R2095,IF(Y2095>0,Y2095/Q2095,0)))","v":20},{"$f":"IF(O2095=\"\",\"\",IF(OR(AH2095=\"管球交換 【間引き対象外】\",AH2095=\"器具交換 【間引き対象外】\"),T2095,IF(OR(AH2095=\"【対象外】\",AH2095=\"【LED済】\"),S2095,0)))","v":40},{"$f":"IF(R2095=\"\",\"\",R2095-X2095)","v":0},{"$f":"IF(S2095=\"\",\"\",S2095-Y2095)","v":0},12,30,{"$f":"IF(O2095=\"\",\"\",IF(V2095=\"\",\"\",P2095*V2095*AB2095*AC2095/1000))","v":691.2},{"$f":"IF(O2095=\"\",\"\",IF(V2095=\"\",\"\",P2095*V2095))","v":1920},{"$f":"IF(O2095=\"\",\"\",IF(AA2095=\"\",\"\",P2095*AA2095*AB2095*AC2095/1000))","v":0},{"$f":"IF(O2095=\"\",\"\",IF(AA2095=\"\",\"\",IF(AA2095=0,\"\",P2095*AA2095)))","v":""},"【対象外】"]
[2080,2,null,1,null,"前室","埋込形","W220","埋込",null,"乳白カバー",null,4000,null,"直管蛍光灯　FHF32EX 高出力形 【45W】",48,2,4,8,0,0,8,null,4,8,0,0,12,30,138.24,384,0,"","【対象外】"]
[2081,3,null,1,null,"倉庫","逆富士形","W120","天付け",null,null,null,4000,null,"直管蛍光灯　FHF32EX 高出力形 【45W】",48,1,5,5,0,0,5,null,5,5,0,0,12,30,86.4,240,0,"","【対象外】"]
[2082,4,null,1,null,"汚物処理室","ダウンライト","φ150","埋込",null,null,null,3000,null,"コンパクト形蛍光灯　FDL18EX 【18W】",21,1,1,1,0,0,1,null,1,1,0,0,12,30,7.56,21,0,"","【対象外】"]
[2083,5,null,1,null,"中央処置室","埋込形","W220","埋込",null,null,null,4000,null,"直管蛍光灯　FHF32EX 高出力形 【45W】",48,2,9,18,4,0,14,null,9,18,0,0,12,30,241.92,672,0,"","【対象外】"]
[2084,5,null,1,null,"中央処置室","埋込形","W220","埋込","非常灯(電源別)",null,null,4000,"ミニクリ","直管蛍光灯　FHF32EX 高出力形 【45W】",48,2,4,8,0,0,8,null,4,8,0,0,12,30,138.24,384,0,"","【対象外】"]
[2085,5,null,1,null,"中央処置室","埋込形","W150","埋込",null,"乳白カバー",null,4000,null,"直管蛍光灯　FHF32EX 高出力形 【45W】",48,1,13,13,0,0,13,null,13,13,0,0,12,30,224.64,624,0,"","【対象外】"]
[2086,5,null,1,null,"中央処置室","ユニバーサルダウンライト","φ150","埋込","処置灯",null,null,3000,null,"ハロゲンランプ（棒状）　JD110V85W (口金：E11) 【85W】",85,1,13,13,0,0,13,null,13,13,0,0,12,30,397.8,1105,0,"","【対象外】"]
[2087,5,null,1,null,"中央処置室","ブラケット",null,"壁付け",null,"乳白カバー",null,3000,null,"コンパクト形蛍光灯　FML13EX 【13W】",16,1,2,2,0,0,2,null,2,2,0,0,12,30,11.52,32,0,"","【対象外】"]
[2088,6,null,1,null,"医師室","埋込形","W150","埋込",null,"乳白カバー",null,4000,"カバー破損2台","直管蛍光灯　FHF32EX 高出力形 【45W】",48,1,4,4,0,0,4,null,4,4,0,0,12,30,69.12,192,0,"","【対象外】"]
[2089,6,null,1,null,"医師室","ユニバーサルダウンライト","φ150","埋込",null,null,null,3000,null,"ハロゲンランプ（棒状）　JD110V85W (口金：E11) 【85W】",85,1,4,4,0,0,4,null,4,4,0,0,12,30,122.4,340,0,"","【対象外】"]
[2090,7,null,1,null,"トイレ","埋込形","W150","埋込",null,"人感センサー(別置)","Cチャンネル回避",4000,null,"直管蛍光灯　FHF32EX 高出力形 【45W】",48,1,1,1,0,0,1,null,1,1,0,0,12,30,17.28,48,0,"","【対象外】"]
[2091,7,null,1,null,"トイレ","ブラケット",null,"壁付け",null,"人感センサー(別置)",null,3000,null,"コンパクト形蛍光灯　FML13EX 【13W】",16,1,1,1,0,0,1,null,1,1,0,0,12,30,5.76,16,0,"","【対象外】"]
[2092,8,null,1,null,"救急診察室4","埋込形","W220","埋込",null,"ルーバ",null,4000,null,"直管蛍光灯　FHF32EX 高出力形 【45W】",48,2,2,4,0,0,4,null,2,4,0,0,12,30,69.12,192,0,"","【対象外】"]
[2093,8,null,1,null,"救急診察室4","埋込形","W220","埋込","非常灯(電源別)","Cチャンネル回避","ルーバ",4000,"ミニクリ","直管蛍光灯　FHF32EX 高出力形 【45W】",48,2,1,2,0,0,2,null,1,2,0,0,12,30,34.56,96,0,"","【対象外】"]
[2094,9,null,1,null,"救急診察室","埋込形","W220","埋込",null,"ルーバ",null,4000,null,"直管蛍光灯　FHF32EX 高出力形 【45W】",48,2,1,2,0,0,2,null,1,2,0,0,12,30,34.56,96,0,"","【対象外】"]
[2095,9,null,1,null,"救急診察室","埋込形","W220","埋込","非常灯(電源別)","Cチャンネル回避","ルーバ",4000,"ミニクリ","直管蛍光灯　FHF32EX 高出力形 【45W】",48,2,1,2,0,0,2,null,1,2,0,0,12,30,34.56,96,0,"","【対象外】"]
[2096,10,null,1,null,"外科系診察室","埋込形","W220","埋込",null,"ルーバ",null,4000,null,"直管蛍光灯　FHF32EX 高出力形 【45W】",48,2,1,2,0,0,2,null,1,2,0,0,12,30,34.56,96,0,"","【対象外】"]
[2097,10,null,1,null,"外科系診察室","埋込形","W220","埋込","非常灯(電源別)","Cチャンネル回避","ルーバ",4000,"ミニクリ","直管蛍光灯　FHF32EX 高出力形 【45W】",48,2,1,2,0,0,2,null,1,2,0,0,12,30,34.56,96,0,"","【対象外】"]
[2098,11,null,1,null,"内科系診察室","埋込形","W220","埋込",null,"ルーバ",null,4000,null,"直管蛍光灯　FHF32EX 高出力形 【45W】",48,2,1,2,0,0,2,null,1,2,0,0,12,30,34.56,96,0,"","【対象外】"]
[2099,11,null,1,null,"内科系診察室","埋込形","W220","埋込","非常灯(電源別)","Cチャンネル回避","ルーバ",4000,"ミニクリ","直管蛍光灯　FHF32EX 高出力形 【45W】",48,2,1,2,0,0,2,null,1,2,0,0,12,30,34.56,96,0,"","【対象外】"]
[2100,12,null,1,null,"通路","埋込形","W150","埋込",null,null,null,5000,"40型","【器具LED済】",0,1,10,10,0,0,10,{"$f":"V2116","v":10},10,10,0,0,12,30,0,0,0,"","【LED済】"]
[2101,13,null,1,null,"汚物処理室","埋込形","W150","埋込",null,"Cチャンネル回避",null,4000,null,"直管蛍光灯　FHF32EX 高出力形 【45W】",48,1,1,1,0,0,1,null,1,1,0,0,12,30,17.28,48,0,"","【対象外】"]
[2102,14,null,1,null,"救急受付","埋込形","W150","埋込",null,null,null,5000,"40型","【器具LED済】",0,1,2,2,0,0,2,{"$f":"V2118","v":2},2,2,0,0,12,30,0,0,0,"","【LED済】"]
[2103,14,null,1,null,"救急受付","埋込形","W220","埋込",null,null,null,5000,"40型","【器具LED済】",0,1,1,1,0,0,1,1,1,1,0,0,12,30,0,0,0,"","【LED済】"]
[2104,14,null,1,null,"救急受付","流し元灯",null,"天付け",null,null,null,5000,"20型","【器具LED済】",0,1,1,1,0,0,1,1,1,1,0,0,12,30,0,0,0,"","【LED済】"]
[2105,14,null,1,null,"救急受付","埋込形","W220","埋込",null,"ルーバ",null,5000,"40型","【器具LED済】",0,1,2,2,0,0,2,2,2,2,0,0,12,30,0,0,0,"","【LED済】"]
[2106,15,null,1,null,"作業療法室","埋込形","W220","埋込",null,null,null,4000,null,"直管蛍光灯　FHF32EX 高出力形 【45W】",48,2,5,10,0,0,10,null,5,10,0,0,12,30,172.8,480,0,"","【対象外】"]
[2107,15,null,1,null,"作業療法室","スクエア","□450","埋込",null,"乳白カバー",null,5000,null,"コンパクト形蛍光灯　FHP32E 【32W】",35,3,1,3,0,0,3,null,1,3,0,0,12,30,37.799999999999997,105,0,"","【対象外】"]
[2108,15,null,1,null,"作業療法室","埋込形","W220","埋込","非常灯(電源別)","Cチャンネル回避",null,4000,"ミニクリ","直管蛍光灯　FHF32EX 高出力形 【45W】",48,2,6,12,0,0,12,null,6,12,0,0,12,30,207.36,576,0,"","【対象外】"]
[2109,16,null,1,null,"理学療法室","埋込形","W220","埋込",null,null,null,4000,null,"直管蛍光灯　FHF32EX 高出力形 【45W】",48,2,21,42,0,0,42,null,21,42,0,0,12,30,725.76,2016,0,"","【対象外】"]
[2110,16,null,1,null,"理学療法室","埋込形","W150","埋込",null,null,null,4000,null,"直管蛍光灯　FHF32EX 高出力形 【45W】",48,1,2,2,0,0,2,null,2,2,0,0,12,30,34.56,96,0,"","【対象外】"]
[2111,16,null,1,null,"理学療法室","ブラケット",null,"壁付け",null,"乳白カバー",null,3000,null,"コンパクト形蛍光灯　FML13EX 【13W】",16,1,1,1,0,0,1,null,1,1,0,0,12,30,5.76,16,0,"","【対象外】"]
[2112,16,null,1,null,"理学療法室","ブラケット",null,"壁付け",null,"乳白カバー",null,5000,null,"直管蛍光灯　FL20S 【20W】",23,1,1,1,0,0,1,null,1,1,0,0,12,30,8.2799999999999994,23,0,"","【対象外】"]
[2113,16,null,1,null,"理学療法室","埋込形","W220","埋込","非常灯(電源別)","Cチャンネル回避",null,4000,"ミニクリ","直管蛍光灯　FHF32EX 高出力形 【45W】",48,2,8,16,0,0,16,null,8,16,0,0,12,30,276.48,768,0,"","【対象外】"]
[2114,17,null,1,null,"ロッカー室","埋込形","W220","埋込",null,null,null,4000,null,"直管蛍光灯　FHF32EX 高出力形 【45W】",48,2,1,2,0,0,2,null,1,2,0,0,12,30,34.56,96,0,"","【対象外】"]
[2115,17,null,1,null,"ロッカー室","埋込形","W220","埋込",null,"人感センサー(別置)",null,4000,"ミニクリ","直管蛍光灯　FHF32EX 高出力形 【45W】",48,2,1,2,0,0,2,null,1,2,0,0,12,30,34.56,96,0,"","【対象外】"]
[2116,18,null,1,null,"倉庫","逆富士形","W200","天付け",null,"防水ソケット",null,4000,null,"直管蛍光灯　FHF32EX 高出力形 【45W】",48,2,4,8,0,0,8,null,4,8,0,0,12,30,138.24,384,0,"","【対象外】"]
[2117,18,null,1,null,"倉庫","ブラケット",null,"壁付け",null,"乳白カバー",null,3000,null,"コンパクト形蛍光灯　FML13EX 【13W】",16,1,1,1,0,0,1,null,1,1,0,0,12,30,5.76,16,0,"","【対象外】"]
[2118,19,null,1,null,"技師室","埋込形","W220","埋込",null,null,null,5000,"40型","【器具LED済】",0,1,6,6,0,0,6,{"$f":"V2134","v":6},6,6,0,0,12,30,0,0,0,"","【LED済】"]
[2119,19,null,1,null,"技師室","埋込形","W150","埋込",null,null,null,5000,"40型","【器具LED済】",0,1,2,2,0,0,2,2,2,2,0,0,12,30,0,0,0,"","【LED済】"]
[2120,19,null,1,null,"技師室","流し元灯",null,"天付け",null,null,null,5000,"40型","【器具LED済】",0,1,1,1,0,0,1,1,1,1,0,0,12,30,0,0,0,"","【LED済】"]
[2121,20,null,1,null,"言語療法室","埋込形","W220","埋込",null,null,null,4000,null,"直管蛍光灯　FHF32EX 高出力形 【45W】",48,2,1,2,0,0,2,null,1,2,0,0,12,30,34.56,96,0,"","【対象外】"]
[2122,20,null,1,null,"言語療法室","埋込形","W220","埋込","非常灯(電源別)","Cチャンネル回避",null,4000,"ミニクリ","直管蛍光灯　FHF32EX 高出力形 【45W】",48,2,1,2,0,0,2,null,1,2,0,0,12,30,34.56,96,0,"","【対象外】"]
[2123,21,null,1,null,"廊下","埋込形","φ450","埋込",null,"乳白カバー",null,5000,null,"【器具LED済】",0,1,6,6,0,0,6,{"$f":"V2139","v":6},6,6,0,0,12,30,0,0,0,"","【LED済】"]
[2124,22,null,1,null,"風除室","埋込形","W300","埋込",null,null,null,4000,null,"直管蛍光灯　FHF16EX 高出力形 【23W】",27,2,1,2,0,0,2,null,1,2,0,0,12,30,19.440000000000001,54,0,"","【対象外】"]
[2125,23,null,1,null,"医師室","埋込形","W220","埋込",null,null,null,5000,"40型","【器具LED済】",0,1,4,4,0,0,4,{"$f":"V2141","v":4},4,4,0,0,12,30,0,0,0,"","【LED済】"]
[2126,24,null,1,null,"事務室","埋込形","W220","埋込",null,null,null,5000,null,"【器具LED済】",0,1,2,2,0,0,2,2,2,2,0,0,12,30,0,0,0,"","【LED済】"]
[2127,25,null,1,null,"言語療法室","埋込形","W220","埋込",null,null,null,5000,null,"【器具LED済】",0,1,2,2,0,0,2,2,2,2,0,0,12,30,0,0,0,"","【LED済】"]
[2128,26,null,1,null,"健診センター受付","ダウンライト","φ150","埋込",null,null,null,3000,null,"【器具LED済】",0,1,3,3,0,0,3,3,3,3,0,0,12,30,0,0,0,"","【LED済】"]
[2129,26,null,1,null,"健診センター受付","埋込形","φ450","埋込",null,"乳白カバー",null,5000,null,"【器具LED済】",0,1,3,3,0,0,3,3,3,3,0,0,12,30,0,0,0,"","【LED済】"]
[2130,26,null,1,null,"健診センター受付","埋込形","φ450","埋込",null,"乳白カバー",null,5000,null,"二重環形蛍光灯　FHD100E 【97W】",100,1,3,3,0,0,3,null,3,3,0,0,12,30,108,300,0,"","【対象外】"]
[2131,27,null,1,null,"男子更衣室","埋込形","W150","埋込",null,null,null,5000,null,"【器具LED済】",0,1,1,1,0,0,1,{"$f":"V2147","v":1},1,1,0,0,12,30,0,0,0,"","【LED済】"]
[2132,27,null,1,null,"男子更衣室","ブラケット",null,"壁付け",null,"乳白カバー",null,3000,null,"コンパクト形蛍光灯　FML13EX 【13W】",16,1,1,1,0,0,1,null,1,1,0,0,12,30,5.76,16,0,"","【対象外】"]
[2133,28,null,1,null,"風除室","ダウンライト","φ150","埋込",null,null,null,3000,null,"コンパクト形蛍光灯　FDL18EX 【18W】",21,1,4,4,0,0,4,null,4,4,0,0,12,30,30.24,84,0,"","【対象外】"]
[2134,29,null,1,null,"女子更衣室","埋込形","W150",null,null,null,null,5000,null,"【器具LED済】",0,1,1,1,0,0,1,{"$f":"V2150","v":1},1,1,0,0,12,30,0,0,0,"","【LED済】"]
[2135,29,null,1,null,"女子更衣室","ダウンライト","φ150","埋込",null,null,null,3000,null,"コンパクト形蛍光灯　FDL18EX 【18W】",21,1,1,1,0,0,1,null,1,1,0,0,12,30,7.56,21,0,"","【対象外】"]
[2136,29,null,1,null,"女子更衣室","ブラケット",null,"壁付け",null,"乳白カバー",null,3000,null,"コンパクト形蛍光灯　FML13EX 【13W】",16,1,1,1,0,0,1,null,1,1,0,0,12,30,5.76,16,0,"","【対象外】"]
[2137,30,null,1,null,"診察室","埋込形","W220","埋込",null,"Cチャンネル回避",null,4000,null,"直管蛍光灯　FHF32EX 高出力形 【45W】",48,2,1,2,0,0,2,null,1,2,0,0,12,30,34.56,96,0,"","【対象外】"]
[2138,30,null,1,null,"診察室","埋込形","W220","埋込","非常灯(電源別)","Cチャンネル回避",null,4000,"ミニクリ","直管蛍光灯　FHF32EX 高出力形 【45W】",48,2,1,2,0,0,2,null,1,2,0,0,12,30,34.56,96,0,"","【対象外】"]
[2139,31,null,1,null,"検査室","ライコン1個用",null,null,null,null,null,null,"1個用1台",null,"",null,1,0,0,0,0,null,"","",null,null,12,30,"","","","","【対象外】"]
[2140,31,null,1,null,"検査室","埋込形","W220","埋込",null,"Cチャンネル回避",null,4000,null,"直管蛍光灯　FHF32EX 高出力形 【45W】",48,2,1,2,0,0,2,null,1,2,0,0,12,30,34.56,96,0,"","【対象外】"]
[2141,31,null,1,null,"検査室","ダウンライト","φ100","埋込",null,"調光",null,3000,"位相　横\n","ミニクリプトン　KR110V54W (口金：E17) 【54W】",54,2,1,2,0,0,2,null,1,2,0,0,12,30,38.880000000000003,108,0,"","【対象外】"]
[2142,31,null,1,null,"検査室","埋込形","W220","埋込","非常灯(電源別)","Cチャンネル回避",null,4000,"ミニクリ","直管蛍光灯　FHF32EX 高出力形 【45W】",48,2,1,2,0,0,2,null,1,2,0,0,12,30,34.56,96,0,"","【対象外】"]
[{"$f":"IF(COUNTA(B2159:O2159)=0,\"\",ROW()-16)","v":2143},32,null,1,null,"検査室","埋込形","W220","埋込",null,null,null,4000,null,"直管蛍光灯　FHF32EX 高出力形 【45W】",48,2,1,{"$f":"IF(R2159=\"\",\"\",Q2159*R2159)","v":2},0,0,{"$f":"IF(S2159=\"\",\"\",S2159-T2159)","v":2},null,{"$f":"IF(O2159=\"\",\"\",IF(OR(AH2159=\"【対象外】\",AH2159=\"【LED済】\"),R2159,IF(Y2159>0,Y2159/Q2159,0)))","v":1},{"$f":"IF(O2159=\"\",\"\",IF(OR(AH2159=\"管球交換 【間引き対象外】\",AH2159=\"器具交換 【間引き対象外】\"),T2159,IF(OR(AH2159=\"【対象外】\",AH2159=\"【LED済】\"),S2159,0)))","v":2},{"$f":"IF(R2159=\"\",\"\",R2159-X2159)","v":0},{"$f":"IF(S2159=\"\",\"\",S2159-Y2159)","v":0},12,30,{"$f":"IF(O2159=\"\",\"\",IF(V2159=\"\",\"\",P2159*V2159*AB2159*AC2159/1000))","v":34.56},{"$f":"IF(O2159=\"\",\"\",IF(V2159=\"\",\"\",P2159*V2159))","v":96},{"$f":"IF(O2159=\"\",\"\",IF(AA2159=\"\",\"\",P2159*AA2159*AB2159*AC2159/1000))","v":0},{"$f":"IF(O2159=\"\",\"\",IF(AA2159=\"\",\"\",IF(AA2159=0,\"\",P2159*AA2159)))","v":""},"【対象外】"]
[2144,32,null,1,null,"検査室","埋込形","W220","埋込","非常灯(電源別)","Cチャンネル回避",null,4000,"ミニクリ","直管蛍光灯　FHF32EX 高出力形 【45W】",48,2,2,4,0,0,4,null,2,4,0,0,12,30,69.12,192,0,"","【対象外】"]
[2145,33,null,1,null,"事務室","埋込形","W220","埋込",null,null,null,4000,null,"直管蛍光灯　FHF32EX 高出力形 【45W】",48,2,1,2,0,0,2,null,1,2,0,0,12,30,34.56,96,0,"","【対象外】"]
[2146,33,null,1,null,"事務室","埋込形","W220","埋込",null,"ルーバ",null,4000,null,"直管蛍光灯　FHF32EX 高出力形 【45W】",48,2,1,2,0,0,2,null,1,2,0,0,12,30,34.56,96,0,"","【対象外】"]
[2147,33,null,1,null,"事務室","埋込形","W220","埋込","非常灯(電源別)","Cチャンネル回避",null,4000,"ミニクリ","直管蛍光灯　FHF32EX 高出力形 【45W】",48,2,1,2,0,0,2,null,1,2,0,0,12,30,34.56,96,0,"","【対象外】"]
[2148,33,null,1,null,"事務室","埋込形","W220","埋込","非常灯(電源別)","Cチャンネル回避","ルーバ",4000,"ミニクリ","直管蛍光灯　FHF32EX 高出力形 【45W】",48,2,1,2,0,0,2,null,1,2,0,0,12,30,34.56,96,0,"","【対象外】"]
[2149,34,null,1,null,"脳波室","ダウンライト","φ125","埋込",null,"調光",null,3000,"1個用1台","ミニクリプトン　KR110V90W (口金：E17) 【100W】",100,1,4,4,0,0,4,null,4,4,0,0,12,30,144,400,0,"","【対象外】"]
[2150,34,null,1,null,"脳波室","ライコン1個用",null,null,null,null,null,null,"1個用1台",null,"",null,1,0,0,0,0,null,"","",null,null,12,30,"","","","","【対象外】"]
[2151,35,null,1,null,"心電図室","ダウンライト","φ125","埋込",null,"調光",null,3000,"1個用1台","ミニクリプトン　KR110V90W (口金：E17) 【100W】",100,1,4,4,0,0,4,null,4,4,0,0,12,30,144,400,0,"","【対象外】"]
[2152,35,null,1,null,"心電図室","ライコン1個用",null,null,null,null,null,null,"1個用1台",null,"",0,1,0,0,0,0,null,"","",null,null,12,30,"","","","","【対象外】"]
[2153,36,null,1,null,"前室","埋込形","W220",null,null,null,null,4000,null,"直管蛍光灯　FHF32EX 高出力形 【45W】",48,2,1,2,0,0,2,null,1,2,0,0,12,30,34.56,96,0,"","【対象外】"]
[2154,36,null,1,null,"前室","埋込形","W220","埋込","非常灯(電源別)","Cチャンネル回避",null,4000,"ミニクリ","直管蛍光灯　FHF32EX 高出力形 【45W】",48,2,1,2,0,0,2,null,1,2,0,0,12,30,34.56,96,0,"","【対象外】"]
[2155,37,null,1,null,"臨床検査室","埋込形","W220",null,null,"Cチャンネル回避",null,4000,null,"直管蛍光灯　FHF32EX 高出力形 【45W】",48,2,29,58,0,0,58,null,29,58,0,0,12,30,1002.24,2784,0,"","【対象外】"]
[2156,37,null,1,null,"臨床検査室","埋込形","W220","埋込","非常灯(電源別)","Cチャンネル回避",null,4000,"ミニクリ","直管蛍光灯　FHF32EX 高出力形 【45W】",48,2,8,16,0,0,16,null,8,16,0,0,12,30,276.48,768,0,"","【対象外】"]
[2157,38,null,1,null,"当直室","埋込形","W220","埋込",null,null,null,4000,null,"直管蛍光灯　FHF32EX 高出力形 【45W】",48,2,2,4,0,0,4,null,2,4,0,0,12,30,69.12,192,0,"","【対象外】"]
[2158,38,null,1,null,"当直室","ダウンライト","φ150","埋込",null,null,null,3000,null,"コンパクト形蛍光灯　FDL18EX 【18W】",21,1,1,1,0,0,1,null,1,1,0,0,12,30,7.56,21,0,"","【対象外】"]
[2159,38,null,1,null,"当直室","ダウンライト","φ150","埋込",null,null,null,3000,null,"電球形蛍光灯　EFD15/12E (口金：E26) 【12W】",12,1,1,1,0,0,1,null,1,1,0,0,12,30,4.32,12,0,"","【対象外】"]
[2160,38,null,1,null,"当直室","ブラケット",null,"壁付け",null,"防水カバー",null,3000,null,"電球形蛍光灯　EFD15/12E (口金：E26) 【12W】",12,1,1,1,0,0,1,null,1,1,0,0,12,30,4.32,12,0,"","【対象外】"]
[2161,38,null,1,null,"当直室","洗面ユニット",null,"壁付け",null,null,null,3000,null,"ボール電球　GC100/110V100W (口金：E26) 【100W】",100,1,1,1,0,0,1,null,1,1,0,0,12,30,36,100,0,"","【対象外】"]
[2162,39,null,1,null,"細菌検査室","埋込形","W220","埋込",null,"Cチャンネル回避",null,4000,null,"直管蛍光灯　FHF32EX 高出力形 【45W】",48,2,7,14,0,0,14,null,7,14,0,0,12,30,241.92,672,0,"","【対象外】"]
[2163,39,null,1,null,"細菌検査室","埋込形","W220","埋込","非常灯(電源別)","Cチャンネル回避",null,4000,"ミニクリ","直管蛍光灯　FHF32EX 高出力形 【45W】",48,2,3,6,0,0,6,null,3,6,0,0,12,30,103.68,288,0,"","【対象外】"]
[2164,39,null,1,null,"細菌検査室","下面開放","W250","直付",null,null,null,5000,null,"【器具LED済】",0,1,1,1,0,0,1,{"$f":"V2180","v":1},1,1,0,0,12,30,0,0,0,"","【LED済】"]
[2165,39,null,1,null,"細菌検査室","ユニバーサルダウンライト","φ150","埋込",null,null,null,5000,null,"【器具LED済】",0,1,2,2,0,0,2,2,2,2,0,0,12,30,0,0,0,"","【LED済】"]
[2166,40,null,1,null,"洗浄室","埋込形","W220","埋込",null,"Cチャンネル回避",null,4000,null,"直管蛍光灯　FHF32EX 高出力形 【45W】",48,2,3,6,0,0,6,null,3,6,0,0,12,30,103.68,288,0,"","【対象外】"]
[2167,40,null,1,null,"洗浄室","埋込形","W220","埋込","非常灯(電源別)","Cチャンネル回避",null,4000,"ミニクリ","直管蛍光灯　FHF32EX 高出力形 【45W】",48,2,1,2,0,0,2,null,1,2,0,0,12,30,34.56,96,0,"","【対象外】"]
[2168,41,null,1,null,"一般検査室","埋込形","W220","埋込",null,"Cチャンネル回避",null,4000,null,"直管蛍光灯　FHF32EX 高出力形 【45W】",48,2,6,12,0,0,12,null,6,12,0,0,12,30,207.36,576,0,"","【対象外】"]
[2169,41,null,1,null,"一般検査室","埋込形","W220","埋込","非常灯(電源別)","Cチャンネル回避",null,4000,"ミニクリ","直管蛍光灯　FHF32EX 高出力形 【45W】",48,2,2,4,0,0,4,null,2,4,0,0,12,30,69.12,192,0,"","【対象外】"]
[2170,41,null,1,null,"一般検査室","下面開放","W250","埋込",null,null,null,5000,null,"【器具LED済】",0,1,4,4,0,0,4,{"$f":"V2186","v":4},4,4,0,0,12,30,0,0,0,"","【LED済】"]
[2171,42,null,1,null,"輸血管理室","埋込形","W220","埋込",null,"Cチャンネル回避",null,4000,null,"直管蛍光灯　FHF32EX 高出力形 【45W】",48,2,4,8,0,0,8,null,4,8,0,0,12,30,138.24,384,0,"","【対象外】"]
[2172,42,null,1,null,"輸血管理室","埋込形","W220","埋込","非常灯(電源別)","Cチャンネル回避",null,4000,"ミニクリ","直管蛍光灯　FHF32EX 高出力形 【45W】",48,2,2,4,0,0,4,null,2,4,0,0,12,30,69.12,192,0,"","【対象外】"]
[2173,43,null,1,null,"採血室","埋込形","W220","埋込",null,"Cチャンネル回避",null,4000,null,"直管蛍光灯　FHF32EX 高出力形 【45W】",48,2,2,4,0,0,4,null,2,4,0,0,12,30,69.12,192,0,"","【対象外】"]
[2174,43,null,1,null,"採血室","埋込形","W220","埋込","非常灯(電源別)","Cチャンネル回避",null,4000,"ミニクリ","直管蛍光灯　FHF32EX 高出力形 【45W】",48,2,2,4,0,0,4,null,2,4,0,0,12,30,69.12,192,0,"","【対象外】"]
[2175,44,null,1,null,"臨床検査科受付","埋込形","W150","埋込",null,"Cチャンネル回避",null,4000,null,"直管蛍光灯　FHF32EX 高出力形 【45W】",48,1,4,4,0,0,4,null,4,4,0,0,12,30,69.12,192,0,"","【対象外】"]
[2176,45,null,1,null,"心電図室1","埋込形","W220","埋込",null,"Cチャンネル回避",null,4000,null,"直管蛍光灯　FHF32EX 高出力形 【45W】",48,2,1,2,0,0,2,null,1,2,0,0,12,30,34.56,96,0,"","【対象外】"]
[2177,45,null,1,null,"心電図室1","埋込形","W220","埋込","非常灯(電源別)","Cチャンネル回避",null,4000,"ミニクリ","直管蛍光灯　FHF32EX 高出力形 【45W】",48,2,1,2,0,0,2,null,1,2,0,0,12,30,34.56,96,0,"","【対象外】"]
[2178,46,null,1,null,"心電図室2","埋込形","W220","埋込",null,"Cチャンネル回避",null,4000,null,"直管蛍光灯　FHF32EX 高出力形 【45W】",48,2,1,2,0,0,2,null,1,2,0,0,12,30,34.56,96,0,"","【対象外】"]
[2179,46,null,1,null,"心電図室2","埋込形","W220","埋込","非常灯(電源別)","Cチャンネル回避",null,4000,"ミニクリ","直管蛍光灯　FHF32EX 高出力形 【45W】",48,2,1,2,0,0,2,null,1,2,0,0,12,30,34.56,96,0,"","【対象外】"]
[2180,47,null,1,null,"準備室","埋込形","W220","埋込","非常灯(電源別)","Cチャンネル回避",null,4000,"ミニクリ","直管蛍光灯　FHF32EX 高出力形 【45W】",48,2,1,2,0,0,2,null,1,2,0,0,12,30,34.56,96,0,"","【対象外】"]
[2181,48,null,1,null,"PCエリア","埋込形","W220","埋込",null,"Cチャンネル回避",null,4000,null,"直管蛍光灯　FHF32EX 高出力形 【45W】",48,2,1,2,0,0,2,null,1,2,0,0,12,30,34.56,96,0,"","【対象外】"]
[2182,48,null,1,null,"PCエリア","埋込形","W220","埋込","非常灯(電源別)","Cチャンネル回避",null,4000,"ミニクリ","直管蛍光灯　FHF32EX 高出力形 【45W】",48,2,1,2,0,0,2,null,1,2,0,0,12,30,34.56,96,0,"","【対象外】"]
[2183,49,null,1,null,"生理検査室","埋込形","W220","埋込","非常灯(電源別)",null,null,4000,"ミニクリ","直管蛍光灯　FHF32EX 高出力形 【45W】",48,2,2,4,0,0,4,null,2,4,0,0,12,30,69.12,192,0,"","【対象外】"]
[2184,49,null,1,null,"生理検査室","埋込形","W220","埋込",null,null,null,4000,null,"直管蛍光灯　FHF32EX 高出力形 【45W】",48,2,4,8,0,0,8,null,4,8,0,0,12,30,138.24,384,0,"","【対象外】"]
[2185,50,null,1,null,"心エコー室","埋込形","W220","埋込",null,null,null,4000,null,"直管蛍光灯　FHF32EX 高出力形 【45W】",48,2,6,12,0,0,12,null,6,12,0,0,12,30,207.36,576,0,"","【対象外】"]
[2186,50,null,1,null,"心エコー室","埋込形","W220","埋込","非常灯(電源別)",null,null,4000,"ミニクリ","直管蛍光灯　FHF32EX 高出力形 【45W】",48,2,2,4,0,0,4,null,2,4,0,0,12,30,69.12,192,0,"","【対象外】"]
[2187,50,null,1,null,"心エコー室","ダウンライト","φ125","埋込",null,null,null,3000,"ヨコ　位相　1個用3台","ミニクリプトン　KR110V90W (口金：E17) 【100W】",100,1,3,3,0,0,3,null,3,3,0,0,12,30,108,300,0,"","【対象外】"]
[2188,50,null,1,null,"心エコー室","ライコン1個用",null,null,null,null,null,null,"1個用1台","ミニクリプトン　KR110V90W (口金：E17) 【100W】",100,0,3,0,0,0,0,null,3,0,0,0,12,30,0,0,0,"","【対象外】"]
[2189,51,null,1,null,"通路","埋込形","W220","埋込",null,"Cチャンネル回避",null,4000,null,"直管蛍光灯　FHF32EX 高出力形 【45W】",48,2,2,4,0,0,4,null,2,4,0,0,12,30,69.12,192,0,"","【対象外】"]
[2190,51,null,1,null,"通路","埋込形","W220","埋込","非常灯(電源別)","Cチャンネル回避",null,4000,"ミニクリ","直管蛍光灯　FHF32EX 高出力形 【45W】",48,2,2,4,0,0,4,null,2,4,0,0,12,30,69.12,192,0,"","【対象外】"]
[2191,51,null,1,null,"通路","埋込形","W150","埋込",null,"Cチャンネル回避",null,4000,null,"直管蛍光灯　FHF32EX 高出力形 【45W】",48,1,1,1,0,0,1,null,1,1,0,0,12,30,17.28,48,0,"","【対象外】"]
[2192,52,null,1,null,"技師室","埋込形","W220","埋込",null,"Cチャンネル回避",null,4000,null,"直管蛍光灯　FHF32EX 高出力形 【45W】",48,2,4,8,0,0,8,null,4,8,0,0,12,30,138.24,384,0,"","【対象外】"]
[2193,52,null,1,null,"技師室","埋込形","W220","埋込","非常灯(電源別)","Cチャンネル回避",null,4000,"ミニクリ","直管蛍光灯　FHF32EX 高出力形 【45W】",48,2,2,4,0,0,4,null,2,4,0,0,12,30,69.12,192,0,"","【対象外】"]
[2194,53,null,1,null,"管理室","埋込形","W220","埋込",null,"Cチャンネル回避",null,4000,null,"直管蛍光灯　FHF32EX 高出力形 【45W】",48,2,1,2,0,0,2,null,1,2,0,0,12,30,34.56,96,0,"","【対象外】"]
[2195,53,null,1,null,"管理室","埋込形","W220","埋込","非常灯(電源別)","Cチャンネル回避",null,4000,"ミニクリ","直管蛍光灯　FHF32EX 高出力形 【45W】",48,2,1,2,0,0,2,null,1,2,0,0,12,30,34.56,96,0,"","【対象外】"]
[2196,53,null,1,null,"管理室","洗面ユニット",null,"壁付け",null,null,null,3000,null,"電球形蛍光灯　EFD15/12E (口金：E26) 【12W】",12,1,1,1,0,0,1,null,1,1,0,0,12,30,4.32,12,0,"","【対象外】"]
[2197,54,null,1,null,"筋電図室","ダウンライト","φ125","埋込",null,null,null,3000,"網カバーあり","ミニクリプトン　KR110V90W (口金：E17) 【100W】",100,1,6,6,0,0,6,null,6,6,0,0,12,30,216,600,0,"","【対象外】"]
[2198,55,null,1,null,"操作室","埋込形","W220","埋込",null,"調光","ルーバ",4000,"PWM  2個用3台　\n1列6台をライコン1台で制御×3台","直管蛍光灯　FHF32EX 高出力形 【45W】",48,2,18,36,0,0,36,null,18,36,0,0,12,30,622.08000000000004,1728,0,"","【対象外】"]
[2199,55,null,1,null,"操作室","ライコン2個用",null,null,null,null,null,null,null,null,"",0,3,0,0,0,0,null,"","",null,null,12,30,"","","","","【対象外】"]
[2200,55,null,1,null,"操作室","埋込形","W220","埋込",null,"ルーバ",null,4000,null,"直管蛍光灯　FHF32EX 高出力形 【45W】",48,2,1,2,0,0,2,null,1,2,0,0,12,30,34.56,96,0,"","【対象外】"]
[2201,55,null,1,null,"操作室","埋込形","W220","埋込","非常灯(電源別)","ルーバ",null,4000,"ミニクリ","直管蛍光灯　FHF32EX 高出力形 【45W】",48,2,1,2,0,0,2,null,1,2,0,0,12,30,34.56,96,0,"","【対象外】"]
[2202,56,null,1,null,"パノラマ撮影室","埋込形","W220","埋込",null,"乳白カバー",null,4000,null,"直管蛍光灯　FHF32EX 高出力形 【45W】",48,2,1,2,0,0,2,null,1,2,0,0,12,30,34.56,96,0,"","【対象外】"]
[2203,56,null,1,null,"パノラマ撮影室","表示灯",null,"埋込",null,null,null,5000,"使用中","直管蛍光灯　FL10 【10W】",13,1,1,1,0,0,1,null,1,1,0,0,12,30,4.68,13,0,"","【対象外】"]
[2204,57,null,1,null,"一般撮影室","トラフ形",null,"壁付け","間接照明",null,null,4000,null,"直管蛍光灯　FHF32EX 高出力形 【45W】",48,1,6,6,0,0,6,null,6,6,0,0,12,30,103.68,288,0,"","【対象外】"]
[2205,57,null,1,null,"一般撮影室","ダウンライト","φ125","埋込",null,null,null,3000,null,"ミニクリプトン　KR110V90W (口金：E17) 【100W】",100,1,6,6,0,0,6,null,6,6,0,0,12,30,216,600,0,"","【対象外】"]
[2206,58,null,1,null,"一般撮影室3","トラフ形",null,"壁付け","間接照明",null,null,4000,null,"直管蛍光灯　FHF32EX 高出力形 【45W】",48,1,6,6,0,0,6,null,6,6,0,0,12,30,103.68,288,0,"","【対象外】"]
[{"$f":"IF(COUNTA(B2223:O2223)=0,\"\",ROW()-16)","v":2207},58,null,1,null,"一般撮影室3","ダウンライト","φ125","埋込",null,null,null,3000,null,"ミニクリプトン　KR110V90W (口金：E17) 【100W】",100,1,6,{"$f":"IF(R2223=\"\",\"\",Q2223*R2223)","v":6},0,0,{"$f":"IF(S2223=\"\",\"\",S2223-T2223)","v":6},null,{"$f":"IF(O2223=\"\",\"\",IF(OR(AH2223=\"【対象外】\",AH2223=\"【LED済】\"),R2223,IF(Y2223>0,Y2223/Q2223,0)))","v":6},{"$f":"IF(O2223=\"\",\"\",IF(OR(AH2223=\"管球交換 【間引き対象外】\",AH2223=\"器具交換 【間引き対象外】\"),T2223,IF(OR(AH2223=\"【対象外】\",AH2223=\"【LED済】\"),S2223,0)))","v":6},{"$f":"IF(R2223=\"\",\"\",R2223-X2223)","v":0},{"$f":"IF(S2223=\"\",\"\",S2223-Y2223)","v":0},12,30,{"$f":"IF(O2223=\"\",\"\",IF(V2223=\"\",\"\",P2223*V2223*AB2223*AC2223/1000))","v":216},{"$f":"IF(O2223=\"\",\"\",IF(V2223=\"\",\"\",P2223*V2223))","v":600},{"$f":"IF(O2223=\"\",\"\",IF(AA2223=\"\",\"\",P2223*AA2223*AB2223*AC2223/1000))","v":0},{"$f":"IF(O2223=\"\",\"\",IF(AA2223=\"\",\"\",IF(AA2223=0,\"\",P2223*AA2223)))","v":""},"【対象外】"]
[2208,59,null,1,null,"一般撮影室4","トラフ形",null,"壁付け","間接照明",null,null,4000,null,"直管蛍光灯　FHF32EX 高出力形 【45W】",48,1,6,6,0,0,6,null,6,6,0,0,12,30,103.68,288,0,"","【対象外】"]
[2209,59,null,1,null,"一般撮影室4","ダウンライト","φ125","埋込",null,null,null,3000,null,"ミニクリプトン　KR110V90W (口金：E17) 【100W】",100,1,6,6,0,0,6,null,6,6,0,0,12,30,216,600,0,"","【対象外】"]
[2210,60,null,1,null,"読影室","埋込形","W220","埋込",null,"調光","ルーバ",4000,"PWM 2個用2台\n一般3台と電源別置1台の計4台をライコン1台で制御","直管蛍光灯　FHF32EX 高出力形 【45W】",48,2,6,12,0,0,12,null,6,12,0,0,12,30,207.36,576,0,"","【対象外】"]
[2211,60,null,1,null,"読影室","埋込形","W220","埋込","非常灯(電源別)","調光","ルーバ",4000,"PWM 2個用2台\n一般3台と電源別置1台の計4台をライコン1台で制御\n三路スイッチ","直管蛍光灯　FHF32EX 高出力形 【45W】",48,2,2,4,0,0,4,null,2,4,0,0,12,30,69.12,192,0,"","【対象外】"]
[{"$f":"IF(COUNTA(B2228:O2228)=0,\"\",ROW()-16)","v":2212},60,null,1,null,"読影室","埋込形","W220","埋込","非常灯(電源別)","調光","ルーバ",4000,"PWM 2個用2台\n一般3台と電源別置1台の計4台をライコン1台で制御\n三路スイッチ","直管蛍光灯　FHF32EX 高出力形 【45W】",48,2,2,{"$f":"IF(R2228=\"\",\"\",Q2228*R2228)","v":4},0,0,{"$f":"IF(S2228=\"\",\"\",S2228-T2228)","v":4},null,{"$f":"IF(O2228=\"\",\"\",IF(OR(AH2228=\"【対象外】\",AH2228=\"【LED済】\"),R2228,IF(Y2228>0,Y2228/Q2228,0)))","v":2},{"$f":"IF(O2228=\"\",\"\",IF(OR(AH2228=\"管球交換 【間引き対象外】\",AH2228=\"器具交換 【間引き対象外】\"),T2228,IF(OR(AH2228=\"【対象外】\",AH2228=\"【LED済】\"),S2228,0)))","v":4},{"$f":"IF(R2228=\"\",\"\",R2228-X2228)","v":0},{"$f":"IF(S2228=\"\",\"\",S2228-Y2228)","v":0},12,30,{"$f":"IF(O2228=\"\",\"\",IF(V2228=\"\",\"\",P2228*V2228*AB2228*AC2228/1000))","v":69.12},{"$f":"IF(O2228=\"\",\"\",IF(V2228=\"\",\"\",P2228*V2228))","v":192},{"$f":"IF(O2228=\"\",\"\",IF(AA2228=\"\",\"\",P2228*AA2228*AB2228*AC2228/1000))","v":0},{"$f":"IF(O2228=\"\",\"\",IF(AA2228=\"\",\"\",IF(AA2228=0,\"\",P2228*AA2228)))","v":""},"【対象外】"]
[2213,60,null,1,null,"読影室","ライコン2個用",null,null,null,null,null,null,"PWM 2個用2台\n一般3台と電源別置1台の計4台をライコン1台で制御\n三路スイッチ",null,"",0,2,0,0,0,0,null,"","",null,null,12,30,"","","","","【対象外】"]
[2214,60,null,1,null,"読影室","埋込形","W220","埋込",null,"調光","ルーバ",4000,"PWM 2個用2台\n一般3台と電源別置1台の計4台をライコン1台で制御\n三路スイッチ","直管蛍光灯　FHF32EX 高出力形 【45W】",48,2,6,12,0,0,12,null,6,12,0,0,12,30,207.36,576,0,"","【対象外】"]
[2215,61,null,1,null,"給湯室","埋込形","W220","埋込","非常灯(電源別)",null,null,4000,"ミニクリ","直管蛍光灯　FHF32EX 高出力形 【45W】",48,2,2,4,0,0,4,null,2,4,0,0,12,30,69.12,192,0,"","【対象外】"]
[2216,61,null,1,null,"給湯室","流し元灯",null,"天付け",null,"プルスイッチ",null,5000,null,"直管蛍光灯　FL20S 【20W】",23,1,1,1,0,0,1,null,1,1,0,0,12,30,8.2799999999999994,23,0,"","【対象外】"]
[2217,62,null,1,null,"骨密度測定室","ダウンライト","φ125","埋込",null,"調光",null,3000,"位相　ヨコ　1台破損\n2個用1台","ミニクリプトン　KR110V90W (口金：E17) 【100W】",100,1,4,4,0,0,4,null,4,4,0,0,12,30,144,400,0,"","【対象外】"]
[2218,62,null,1,null,"骨密度測定室","ライコン2個用",null,null,null,null,null,null,"位相　ヨコ　1台破損\n2個用1台",null,"",null,1,0,0,0,0,null,"","",null,null,12,30,"","","","","【対象外】"]
[2219,62,null,1,null,"骨密度測定室","トラフ形",null,"壁付け","間接照明",null,null,4000,null,"直管蛍光灯　FHF32EX 高出力形 【45W】",48,1,4,4,0,0,4,null,4,4,0,0,12,30,69.12,192,0,"","【対象外】"]
[2220,62,null,1,null,"骨密度測定室","ブラケット",null,"壁付け",null,"乳白カバー",null,3000,null,"コンパクト形蛍光灯　FML13EX 【13W】",16,1,1,1,0,0,1,null,1,1,0,0,12,30,5.76,16,0,"","【対象外】"]
[2221,62,null,1,null,"骨密度測定室","埋込形","W220","埋込",null,null,null,4000,null,"直管蛍光灯　FHF16EX 高出力形 【23W】",27,2,1,2,0,0,2,null,1,2,0,0,12,30,19.440000000000001,54,0,"","【対象外】"]
[2222,63,null,1,null,"通路","埋込形","W220",null,null,"ルーバ",null,4000,null,"直管蛍光灯　FHF32EX 高出力形 【45W】",48,2,1,2,0,0,2,null,1,2,0,0,12,30,34.56,96,0,"","【対象外】"]
[2223,63,null,1,null,"通路","埋込形","W220","埋込","非常灯(電源別)","Cチャンネル回避",null,4000,"ミニクリ","直管蛍光灯　FHF32EX 高出力形 【45W】",48,2,1,2,0,0,2,null,1,2,0,0,12,30,34.56,96,0,"","【対象外】"]
[2224,64,null,1,null,"CT室","トラフ形",null,"壁付け","間接照明",null,null,4000,null,"直管蛍光灯　FHF32EX 高出力形 【45W】",48,1,6,6,0,0,6,null,6,6,0,0,12,30,103.68,288,0,"","【対象外】"]
[2225,64,null,1,null,"CT室","ダウンライト","φ125","埋込",null,null,null,3000,null,"ミニクリプトン　KR110V90W (口金：E17) 【100W】",100,1,6,6,0,0,6,null,6,6,0,0,12,30,216,600,0,"","【対象外】"]
[2226,65,null,1,null,"CT室","トラフ形",null,"壁付け","間接照明",null,null,4000,null,"直管蛍光灯　FHF32EX 高出力形 【45W】",48,1,6,6,0,0,6,null,6,6,0,0,12,30,103.68,288,0,"","【対象外】"]
[2227,65,null,1,null,"CT室","ダウンライト","φ125","埋込",null,null,null,3000,null,"ミニクリプトン　KR110V90W (口金：E17) 【100W】",100,1,6,6,0,0,6,null,6,6,0,0,12,30,216,600,0,"","【対象外】"]
[2228,66,null,1,null,"前室","埋込形","W220","埋込",null,"ルーバ",null,4000,null,"直管蛍光灯　FHF32EX 高出力形 【45W】",48,2,1,2,0,0,2,null,1,2,0,0,12,30,34.56,96,0,"","【対象外】"]
[2229,67,null,1,null,"乳腺撮影室","埋込形","W150","埋込",null,"調光",null,5000,"2個用1台","【器具LED済】",0,1,2,2,0,0,2,{"$f":"V2245","v":2},2,2,0,0,12,30,0,0,0,"","【LED済】"]
[2230,68,null,1,null,"超音波検査室","埋込形","W220","埋込",null,"調光",null,4000,"PWM調光　ライコン2個用1台\n一般1台と電源別非常灯1台の計2台をライコン1台で制御","直管蛍光灯　FHF32EX 高出力形 【45W】",48,2,1,2,0,0,2,null,1,2,0,0,12,30,34.56,96,0,"","【対象外】"]
[2231,68,null,1,null,"超音波検査室","埋込形","W220","埋込","非常灯(電源別)","調光",null,4000,"PWM調光　ライコン2個用1台\n一般1台と電源別非常灯1台の計2台をライコン1台で制御\nミニクリ","直管蛍光灯　FHF32EX 高出力形 【45W】",48,2,1,2,0,0,2,null,1,2,0,0,12,30,34.56,96,0,"","【対象外】"]
[{"$f":"IF(COUNTA(B2248:O2248)=0,\"\",ROW()-16)","v":2232},68,null,1,null,"超音波検査室","PWM調光　ライコン2個用1台\n一般1台と電源別非常灯1台の計2台をライコン1台で制御\nミニクリ","W220","埋込","非常灯(電源別)","調光",null,4000,null,null,"",2,1,{"$f":"IF(R2248=\"\",\"\",Q2248*R2248)","v":2},0,0,{"$f":"IF(S2248=\"\",\"\",S2248-T2248)","v":2},null,{"$f":"IF(O2248=\"\",\"\",IF(OR(AH2248=\"【対象外】\",AH2248=\"【LED済】\"),R2248,IF(Y2248>0,Y2248/Q2248,0)))","v":""},{"$f":"IF(O2248=\"\",\"\",IF(OR(AH2248=\"管球交換 【間引き対象外】\",AH2248=\"器具交換 【間引き対象外】\"),T2248,IF(OR(AH2248=\"【対象外】\",AH2248=\"【LED済】\"),S2248,0)))","v":""},null,null,12,30,{"$f":"IF(O2248=\"\",\"\",IF(V2248=\"\",\"\",P2248*V2248*AB2248*AC2248/1000))","v":""},{"$f":"IF(O2248=\"\",\"\",IF(V2248=\"\",\"\",P2248*V2248))","v":""},{"$f":"IF(O2248=\"\",\"\",IF(AA2248=\"\",\"\",P2248*AA2248*AB2248*AC2248/1000))","v":""},{"$f":"IF(O2248=\"\",\"\",IF(AA2248=\"\",\"\",IF(AA2248=0,\"\",P2248*AA2248)))","v":""},"【対象外】"]
[2233,68,null,1,null,"超音波検査室","ライコン2個用",null,null,null,null,null,null,"PWM調光　ライコン2個用1台\n一般1台と電源別非常灯1台の計2台をライコン1台で制御",null,"",null,1,0,0,0,0,null,"","",null,null,12,30,"","","","","【対象外】"]
[2234,68,null,1,null,"超音波検査室","ブラケット",null,"壁付け",null,"乳白カバー",null,3000,null,"コンパクト形蛍光灯　FML13EX 【13W】",16,1,1,1,0,0,1,null,1,1,0,0,12,30,5.76,16,0,"","【対象外】"]
[2235,69,null,1,null,"放射線診察室","埋込形","W220","埋込",null,"調光",null,4000,"PWM調光　ライコン2個用1台\n一般1台と電源別非常灯1台の計2台をライコン1台で制御","直管蛍光灯　FHF32EX 高出力形 【45W】",48,2,1,2,0,0,2,null,1,2,0,0,12,30,34.56,96,0,"","【対象外】"]
[2236,69,null,1,null,"放射線診察室","埋込形","W220","埋込","非常灯(電源別)","調光",null,4000,"PWM調光　ライコン2個用1台\n一般1台と電源別非常灯1台の計2台をライコン1台で制御\nミニクリ","直管蛍光灯　FHF32EX 高出力形 【45W】",48,2,1,2,0,0,2,null,1,2,0,0,12,30,34.56,96,0,"","【対象外】"]
[{"$f":"IF(COUNTA(B2253:O2253)=0,\"\",ROW()-16)","v":2237},69,null,1,null,"放射線診察室","PWM調光　ライコン2個用1台\n一般1台と電源別非常灯1台の計2台をライコン1台で制御\nミニクリ","W220","埋込","非常灯(電源別)","調光",null,4000,null,null,"",2,1,{"$f":"IF(R2253=\"\",\"\",Q2253*R2253)","v":2},0,0,{"$f":"IF(S2253=\"\",\"\",S2253-T2253)","v":2},null,{"$f":"IF(O2253=\"\",\"\",IF(OR(AH2253=\"【対象外】\",AH2253=\"【LED済】\"),R2253,IF(Y2253>0,Y2253/Q2253,0)))","v":""},{"$f":"IF(O2253=\"\",\"\",IF(OR(AH2253=\"管球交換 【間引き対象外】\",AH2253=\"器具交換 【間引き対象外】\"),T2253,IF(OR(AH2253=\"【対象外】\",AH2253=\"【LED済】\"),S2253,0)))","v":""},null,null,12,30,{"$f":"IF(O2253=\"\",\"\",IF(V2253=\"\",\"\",P2253*V2253*AB2253*AC2253/1000))","v":""},{"$f":"IF(O2253=\"\",\"\",IF(V2253=\"\",\"\",P2253*V2253))","v":""},{"$f":"IF(O2253=\"\",\"\",IF(AA2253=\"\",\"\",P2253*AA2253*AB2253*AC2253/1000))","v":""},{"$f":"IF(O2253=\"\",\"\",IF(AA2253=\"\",\"\",IF(AA2253=0,\"\",P2253*AA2253)))","v":""},"【対象外】"]
[2238,69,null,1,null,"放射線診察室","ライコン2個用",null,null,null,null,null,null,"PWM調光　ライコン2個用1台\n一般1台と電源別非常灯1台の計2台をライコン1台で制御",null,"",0,1,0,0,0,0,null,"","",null,null,12,30,"","","","","【対象外】"]
[2239,70,null,1,null,"事務所","埋込形","W220","埋込",null,"ルーバ",null,4000,null,"直管蛍光灯　FHF32EX 高出力形 【45W】",48,2,1,2,0,0,2,null,1,2,0,0,12,30,34.56,96,0,"","【対象外】"]
[2240,70,null,1,null,"事務所","埋込形","W220","埋込","非常灯(電源別)","ルーバ",null,4000,null,"直管蛍光灯　FHF32EX 高出力形 【45W】",48,2,1,2,0,0,2,null,1,2,0,0,12,30,34.56,96,0,"","【対象外】"]
[2241,70,null,1,null,"事務所","流し元灯",null,"天付け",null,"プルスイッチ",null,5000,null,"直管蛍光灯　FL20S 【20W】",23,1,1,1,0,0,1,null,1,1,0,0,12,30,8.2799999999999994,23,0,"","【対象外】"]
[2242,70,null,1,null,"事務所","埋込形","W220","埋込",null,"ルーバ",null,4000,null,"直管蛍光灯　FHF32EX 高出力形 【45W】",48,2,1,2,0,0,2,null,1,2,0,0,12,30,34.56,96,0,"","【対象外】"]
[2243,71,null,1,null,"受付","埋込形","W220","埋込","非常灯(電源別)","ルーバ",null,4000,null,"直管蛍光灯　FHF32EX 高出力形 【45W】",48,2,1,2,0,0,2,null,1,2,0,0,12,30,34.56,96,0,"","【対象外】"]
[2244,72,null,1,null,"前室","埋込形","W220","埋込",null,null,null,4000,null,"直管蛍光灯　FHF32EX 高出力形 【45W】",48,2,1,2,0,0,2,null,1,2,0,0,12,30,34.56,96,0,"","【対象外】"]
[2245,72,null,1,null,"前室","埋込形","W220","埋込","非常灯(電源別)",null,null,4000,"ミニクリ","直管蛍光灯　FHF32EX 高出力形 【45W】",48,2,1,2,0,0,2,null,1,2,0,0,12,30,34.56,96,0,"","【対象外】"]
[2246,72,null,1,null,"前室","表示灯",null,"埋込",null,null,null,5000,"使用中1 磁場発生中1台","直管蛍光灯　FL10 【10W】",13,1,2,2,0,0,2,null,2,2,0,0,12,30,9.36,26,0,"","【対象外】"]
[2247,73,null,1,null,"更衣室1、2","埋込形","W300","埋込","非常灯(電源別)",null,null,5000,null,"直管蛍光灯　FL20S 【20W】",23,2,2,4,0,0,4,null,2,4,0,0,12,30,33.119999999999997,92,0,"","【対象外】"]
[2248,74,null,1,null,"MR機械室","トラフ形",null,"天付け",null,"両反射笠",null,4000,null,"直管蛍光灯　FHF32EX 高出力形 【45W】",48,1,2,2,0,0,2,null,2,2,0,0,12,30,34.56,96,0,"","【対象外】"]
[2249,75,null,1,null,"MR操作室","埋込形","W220","埋込",null,"ルーバ",null,4000,null,"直管蛍光灯　FHF32EX 高出力形 【45W】",48,2,4,8,0,0,8,null,4,8,0,0,12,30,138.24,384,0,"","【対象外】"]
[2250,76,null,1,null,"X線TV室","ダウンライト","φ125","埋込",null,"調光",null,3000,"位相　1個用1台　オンオフスイッチなし","ミニクリプトン　KR110V90W (口金：E17) 【100W】",100,1,6,6,0,0,6,null,6,6,0,0,12,30,216,600,0,"","【対象外】"]
[2251,76,null,1,null,"X線TV室","トラフ形",null,"壁付け","間接照明",null,null,4000,null,"直管蛍光灯　FHF32EX 高出力形 【45W】",48,1,6,6,0,0,6,null,6,6,0,0,12,30,103.68,288,0,"","【対象外】"]
[2252,76,null,1,null,"X線TV室","ライコン1個用",null,null,null,null,null,null,"位相　1個用1台　オンオフスイッチなし",null,"",null,1,0,0,0,0,null,"","",null,null,12,30,"","","","","【対象外】"]
[2253,77,null,1,null,"操作室","埋込形","W220",null,null,"調光","ルーバ",4000,"PWM調光　2個用1台　","直管蛍光灯　FHF32EX 高出力形 【45W】",48,2,2,4,0,0,4,null,2,4,0,0,12,30,69.12,192,0,"","【対象外】"]
[2254,77,null,1,null,"操作室","ライコン2個用",null,null,null,null,null,null,"PWM調光　2個用1台　",null,"",null,1,0,0,0,0,null,"","",null,null,12,30,"","","","","【対象外】"]
[2255,78,null,1,null,"X線TV操作室","埋込形","W220",null,null,"調光","ルーバ",4000,"PWM調光　2個用1台　","直管蛍光灯　FHF32EX 高出力形 【45W】",48,2,2,4,0,0,4,null,2,4,0,0,12,30,69.12,192,0,"","【対象外】"]
[2256,78,null,1,null,"X線TV操作室","ライコン2個用",null,null,null,null,null,null,"PWM調光　2個用1台　",null,"",0,1,0,0,0,0,null,"","",null,null,12,30,"","","","","【対象外】"]
[2257,79,null,1,null,"X線TV室","ダウンライト","φ125","埋込",null,"調光",null,3000,"位相　2個用1台","ミニクリプトン　KR110V90W (口金：E17) 【100W】",100,1,6,6,0,0,6,null,6,6,0,0,12,30,216,600,0,"","【対象外】"]
[2258,79,null,1,null,"X線TV室","ライコン2個用",null,null,null,null,null,null,"位相　2個用1台",null,"",null,1,0,0,0,0,null,"","",null,null,12,30,"","","","","【対象外】"]
[2259,79,null,1,null,"X線TV室","トラフ形",null,"壁付け","間接照明",null,null,4000,null,"直管蛍光灯　FHF32EX 高出力形 【45W】",48,1,7,7,0,0,7,null,7,7,0,0,12,30,120.96,336,0,"","【対象外】"]
[2260,79,null,1,null,"X線TV室","ダウンライト","φ150","埋込",null,null,null,3000,null,"コンパクト形蛍光灯　FDL18EX 【18W】",21,1,2,2,0,0,2,null,2,2,0,0,12,30,15.12,42,0,"","【対象外】"]
[2261,79,null,1,null,"X線TV室","ブラケット",null,"壁付け",null,"乳白カバー",null,3000,null,"コンパクト形蛍光灯　FML13EX 【13W】",16,1,2,2,0,0,2,null,2,2,0,0,12,30,11.52,32,0,"","【対象外】"]
[2262,80,null,1,null,"中待合","ダウンライト","φ150","埋込",null,null,null,5000,null,"【器具LED済】",0,1,13,13,0,0,13,{"$f":"V2278","v":13},13,13,0,0,12,30,0,0,0,"","【LED済】"]
[2263,80,null,1,null,"中待合","ブラケット",null,"壁付け",null,"乳白カバー",null,5000,null,"【器具LED済】",0,1,2,2,0,0,2,2,2,2,0,0,12,30,0,0,0,"","【LED済】"]
[2264,80,null,1,null,"中待合","表示灯",null,"埋込",null,null,null,5000,"使用中","直管蛍光灯　FL10 【10W】",13,1,2,2,0,0,2,null,2,2,0,0,12,30,9.36,26,0,"","【対象外】"]
[2265,80,null,1,null,"中待合","ダウンライト","φ150","埋込",null,null,null,3000,null,"コンパクト形蛍光灯　FDL18EX 【18W】",21,1,2,2,0,0,2,null,2,2,0,0,12,30,15.12,42,0,"","【対象外】"]
[2266,81,null,1,null,"ME保管庫","逆富士形","W120","天付け",null,null,null,4000,null,"直管蛍光灯　FHF32EX 高出力形 【45W】",48,1,1,1,0,0,1,null,1,1,0,0,12,30,17.28,48,0,"","【対象外】"]
[2267,82,null,1,null,"結石粉砕操作室","埋込形","W220","埋込","非常灯(電源別)",null,null,4000,"ミニクリ","直管蛍光灯　FHF32EX 高出力形 【45W】",48,2,1,2,0,0,2,null,1,2,0,0,12,30,34.56,96,0,"","【対象外】"]
[2268,83,null,1,null,"結石粉砕撮影室","ダウンライト","φ125","埋込",null,"調光",null,3000,"位相　2個用1台","ミニクリプトン　KR110V90W (口金：E17) 【100W】",100,1,4,4,0,0,4,null,4,4,0,0,12,30,144,400,0,"","【対象外】"]
[2269,83,null,1,null,"結石粉砕撮影室","ライコン2個用",null,null,null,null,null,null,"位相　2個用1台",null,"",null,1,0,0,0,0,null,"","",null,null,12,30,"","","","","【対象外】"]
[2270,83,null,1,null,"結石粉砕撮影室","トラフ形",null,"壁付け","間接照明",null,null,4000,null,"直管蛍光灯　FHF32EX 高出力形 【45W】",48,1,4,4,0,0,4,null,4,4,0,0,12,30,69.12,192,0,"","【対象外】"]
[2271,83,null,1,null,"結石粉砕撮影室","ブラケット",null,"壁付け",null,"乳白カバー",null,3000,null,"コンパクト形蛍光灯　FML13EX 【13W】",16,1,1,1,0,0,1,null,1,1,0,0,12,30,5.76,16,0,"","【対象外】"]
[2272,84,null,1,null,"当直室","ダウンライト","φ150","埋込",null,null,null,3000,null,"コンパクト形蛍光灯　FDL18EX 【18W】",21,1,1,1,0,0,1,null,1,1,0,0,12,30,7.56,21,0,"","【対象外】"]
[2273,84,null,1,null,"当直室","埋込形","W220","埋込",null,"Cチャンネル回避",null,4000,null,"直管蛍光灯　FHF32EX 高出力形 【45W】",48,2,1,2,0,0,2,null,1,2,0,0,12,30,34.56,96,0,"","【対象外】"]
[{"$f":"IF(COUNTA(B2290:O2290)=0,\"\",ROW()-16)","v":2274},84,null,1,null,"当直室","洗面ユニット",null,"壁付け",null,null,null,3000,null,"ボール電球　GC100/110V100W (口金：E26) 【100W】",100,1,1,{"$f":"IF(R2290=\"\",\"\",Q2290*R2290)","v":1},0,0,{"$f":"IF(S2290=\"\",\"\",S2290-T2290)","v":1},null,{"$f":"IF(O2290=\"\",\"\",IF(OR(AH2290=\"【対象外】\",AH2290=\"【LED済】\"),R2290,IF(Y2290>0,Y2290/Q2290,0)))","v":1},{"$f":"IF(O2290=\"\",\"\",IF(OR(AH2290=\"管球交換 【間引き対象外】\",AH2290=\"器具交換 【間引き対象外】\"),T2290,IF(OR(AH2290=\"【対象外】\",AH2290=\"【LED済】\"),S2290,0)))","v":1},{"$f":"IF(R2290=\"\",\"\",R2290-X2290)","v":0},{"$f":"IF(S2290=\"\",\"\",S2290-Y2290)","v":0},12,30,{"$f":"IF(O2290=\"\",\"\",IF(V2290=\"\",\"\",P2290*V2290*AB2290*AC2290/1000))","v":36},{"$f":"IF(O2290=\"\",\"\",IF(V2290=\"\",\"\",P2290*V2290))","v":100},{"$f":"IF(O2290=\"\",\"\",IF(AA2290=\"\",\"\",P2290*AA2290*AB2290*AC2290/1000))","v":0},{"$f":"IF(O2290=\"\",\"\",IF(AA2290=\"\",\"\",IF(AA2290=0,\"\",P2290*AA2290)))","v":""},"【対象外】"]
[2275,84,null,1,null,"当直室","ブラケット",null,"壁付け",null,"防水カバー",null,3000,null,"電球形蛍光灯　EFD15/12E (口金：E26) 【12W】",12,1,1,1,0,0,1,null,1,1,0,0,12,30,4.32,12,0,"","【対象外】"]
[2276,85,null,1,null,"管理室","埋込形","W220","埋込",null,"Cチャンネル回避",null,4000,null,"直管蛍光灯　FHF32EX 高出力形 【45W】",48,2,3,6,0,0,6,null,3,6,0,0,12,30,103.68,288,0,"","【対象外】"]
[2277,85,null,1,null,"管理室","埋込形","W220","埋込","非常灯(電源別)","Cチャンネル回避",null,4000,"ミニクリ","直管蛍光灯　FHF32EX 高出力形 【45W】",48,2,1,2,0,0,2,null,1,2,0,0,12,30,34.56,96,0,"","【対象外】"]
[2278,85,null,1,null,"管理室","流し元灯",null,"天付け",null,"プルスイッチ",null,5000,null,"直管蛍光灯　FL20S 【20W】",23,1,1,1,0,0,1,null,1,1,0,0,12,30,8.2799999999999994,23,0,"","【対象外】"]
[2279,86,null,1,null,"技師室","埋込形","W220","埋込",null,"Cチャンネル回避",null,4000,null,"直管蛍光灯　FHF32EX 高出力形 【45W】",48,2,5,10,0,0,10,null,5,10,0,0,12,30,172.8,480,0,"","【対象外】"]
[2280,86,null,1,null,"技師室","埋込形","W220","埋込","非常灯(電源別)","Cチャンネル回避",null,4000,"ミニクリ","直管蛍光灯　FHF32EX 高出力形 【45W】",48,2,1,2,0,0,2,null,1,2,0,0,12,30,34.56,96,0,"","【対象外】"]
[2281,86,null,1,null,"技師室","流し元灯",null,"天付け",null,"プルスイッチ",null,5000,null,"直管蛍光灯　FL20S 【20W】",23,1,1,1,0,0,1,null,1,1,0,0,12,30,8.2799999999999994,23,0,"","【対象外】"]
[2282,87,null,1,null,"倉庫2","逆富士形","W220","天付け",null,null,null,4000,null,"直管蛍光灯　FHF32EX 高出力形 【45W】",48,2,1,2,0,0,2,null,1,2,0,0,12,30,34.56,96,0,"","【対象外】"]
[2283,88,null,1,null,"空調機械室","トラフ形",null,"壁付け",null,"片反射笠",null,4000,null,"直管蛍光灯　FHF32EX 高出力形 【45W】",48,1,1,1,0,0,1,null,1,1,0,0,12,30,17.28,48,0,"","【対象外】"]
[2284,88,null,1,null,"空調機械室","トラフ形",null,"天付け",null,"両反射笠",null,4000,null,"直管蛍光灯　FHF32EX 高出力形 【45W】",48,1,1,1,0,0,1,null,1,1,0,0,12,30,17.28,48,0,"","【対象外】"]
[2285,89,null,1,null,"EPS1-2","トラフ形",null,"壁付け",null,"片反射笠",null,5000,null,"直管蛍光灯　FL20S 【20W】",23,1,1,1,0,0,1,null,1,1,0,0,12,30,8.2799999999999994,23,0,"","【対象外】"]
[2286,90,null,1,null,"内視鏡準備室","埋込形","W220","埋込",null,null,null,5000,null,"【器具LED済】",0,1,3,3,0,0,3,{"$f":"V2302","v":3},3,3,0,0,12,30,0,0,0,"","【LED済】"]
[2287,91,null,1,null,"看護師室","埋込形","W220","埋込",null,null,null,5000,null,"【器具LED済】",0,1,2,2,0,0,2,2,2,2,0,0,12,30,0,0,0,"","【LED済】"]
[2288,92,null,1,null,"説明室","埋込形","W220","埋込",null,null,null,5000,null,"【器具LED済】",0,1,1,1,0,0,1,1,1,1,0,0,12,30,0,0,0,"","【LED済】"]
[2289,93,null,1,null,"前室","ダウンライト","φ150","埋込",null,null,null,5000,null,"【器具LED済】",0,1,2,2,0,0,2,2,2,2,0,0,12,30,0,0,0,"","【LED済】"]
[2290,94,null,1,null,"トイレ","ダウンライト","φ150","埋込",null,null,null,5000,null,"【器具LED済】",0,1,1,1,0,0,1,1,1,1,0,0,12,30,0,0,0,"","【LED済】"]
[2291,95,null,1,null,"操作室","ダウンライト","φ150","埋込",null,null,null,5000,null,"【器具LED済】",0,1,3,3,0,0,3,3,3,3,0,0,12,30,0,0,0,"","【LED済】"]
[2292,95,null,1,null,"操作室","ブラケット",null,"壁付け",null,"乳白カバー",null,5000,null,"【器具LED済】",0,1,2,2,0,0,2,2,2,2,0,0,12,30,0,0,0,"","【LED済】"]
[2293,95,null,1,null,"操作室","埋込形","φ600","埋込",null,null,null,5000,null,"【器具LED済】",0,1,2,2,0,0,2,2,2,2,0,0,12,30,0,0,0,"","【LED済】"]
[2294,95,null,1,null,"操作室","表示灯",null,"埋込",null,null,null,5000,"使用中","直管蛍光灯　FL10 【10W】",13,1,1,1,0,0,1,null,1,1,0,0,12,30,4.68,13,0,"","【対象外】"]
[2295,96,null,1,null,"内視鏡受付","埋込形","W220","埋込","非常灯(電源別)",null,null,4000,"ミニクリ","直管蛍光灯　FHF32EX 高出力形 【45W】",48,2,1,2,0,0,2,null,1,2,0,0,12,30,34.56,96,0,"","【対象外】"]
[2296,97,null,1,null,"診察室1","埋込形","W220","埋込",null,"調光","乳白カバー",4000,"PWM 2個用1台","直管蛍光灯　FHF32EX 高出力形 【45W】",48,2,4,8,0,0,8,null,4,8,0,0,12,30,138.24,384,0,"","【対象外】"]
[2297,97,null,1,null,"診察室1","ライコン2個用",null,null,null,null,null,null,"PWM 2個用1台",null,"",null,1,0,0,0,0,null,"","",null,null,12,30,"","","","","【対象外】"]
[2298,98,null,1,null,"診察室2","埋込形","W220","埋込",null,"調光","乳白カバー",4000,"PWM 2個用1台","直管蛍光灯　FHF32EX 高出力形 【45W】",48,2,4,8,0,0,8,null,4,8,0,0,12,30,138.24,384,0,"","【対象外】"]
[2299,98,null,1,null,"診察室2","ライコン2個用",null,null,null,null,null,null,"PWM 2個用1台",null,"",0,1,0,0,0,0,null,"","",null,null,12,30,"","","","","【対象外】"]
[2300,99,null,1,null,"通路","埋込形","W150","埋込",null,"Cチャンネル回避",null,4000,null,"直管蛍光灯　FHF32EX 高出力形 【45W】",48,1,3,3,0,0,3,null,3,3,0,0,12,30,51.84,144,0,"","【対象外】"]
[2301,100,null,1,null,"診察室3","埋込形","W220","埋込",null,"調光","乳白カバー",4000,"PWM 2個用1台","直管蛍光灯　FHF32EX 高出力形 【45W】",48,2,4,8,0,0,8,null,4,8,0,0,12,30,138.24,384,0,"","【対象外】"]
[2302,100,null,1,null,"診察室3","ライコン2個用",null,null,null,null,null,null,"PWM 2個用1台",null,"",0,1,0,0,0,0,null,"","",null,null,12,30,"","","","","【対象外】"]
[2303,100,null,1,null,"診察室3","ブラケット",null,"壁付け",null,"乳白カバー",null,3000,null,"コンパクト形蛍光灯　FML13EX 【13W】",16,1,1,1,0,0,1,null,1,1,0,0,12,30,5.76,16,0,"","【対象外】"]
[2304,100,null,1,null,"診察室3","表示灯",null,"埋込",null,null,null,5000,"使用中","直管蛍光灯　FL10 【10W】",13,1,1,1,0,0,1,null,1,1,0,0,12,30,4.68,13,0,"","【対象外】"]
[2305,101,null,1,null,"診察室4","埋込形","W220","埋込",null,"調光","乳白カバー",4000,"PWM 2個用1台","直管蛍光灯　FHF32EX 高出力形 【45W】",48,2,4,8,0,0,8,null,4,8,0,0,12,30,138.24,384,0,"","【対象外】"]
[2306,101,null,1,null,"診察室4","ライコン2個用",null,null,null,null,null,null,"PWM 2個用1台",null,"",0,1,0,0,0,0,null,"","",null,null,12,30,"","","","","【対象外】"]
[2307,101,null,1,null,"診察室4","ブラケット",null,"壁付け",null,"乳白カバー",null,3000,null,"コンパクト形蛍光灯　FML13EX 【13W】",16,1,1,1,0,0,1,null,1,1,0,0,12,30,5.76,16,0,"","【対象外】"]
[2308,102,null,1,null,"トイレ","ダウンライト","φ150","埋込",null,null,null,5000,null,"【器具LED済】",0,1,1,1,0,0,1,{"$f":"V2324","v":1},1,1,0,0,12,30,0,0,0,"","【LED済】"]
[2309,103,null,1,null,"更衣室","埋込形","W220","埋込",null,null,null,5000,"20型","【器具LED済】",0,1,1,1,0,0,1,1,1,1,0,0,12,30,0,0,0,"","【LED済】"]
[2310,104,null,1,null,"地域医療連携室","埋込形","W220","埋込",null,"Cチャンネル回避",null,4000,null,"直管蛍光灯　FHF32EX 高出力形 【45W】",48,2,4,8,0,0,8,null,4,8,0,0,12,30,138.24,384,0,"","【対象外】"]
[2311,104,null,1,null,"地域医療連携室","埋込形","W220","埋込","非常灯(電源別)","Cチャンネル回避",null,4000,"ミニクリ","直管蛍光灯　FHF32EX 高出力形 【45W】",48,2,3,6,0,0,6,null,3,6,0,0,12,30,103.68,288,0,"","【対象外】"]
[2312,104,null,1,null,"地域医療連携室","埋込形","W220","埋込","非常灯(電源別)","Cチャンネル回避",null,4000,"ミニクリ","直管蛍光灯　FHF32EX 高出力形 【45W】",48,2,4,8,0,0,8,null,4,8,0,0,12,30,138.24,384,0,"","【対象外】"]
[2313,104,null,1,null,"地域医療連携室","埋込形","W220","埋込",null,"Cチャンネル回避",null,5000,null,"【器具LED済】",0,2,4,8,0,0,8,{"$f":"V2329","v":8},4,8,0,0,12,30,0,0,0,"","【LED済】"]
[2314,105,null,1,null,"休憩室","埋込形","W220","埋込",null,"ルーバ",null,4000,null,"直管蛍光灯　FHF32EX 高出力形 【45W】",48,2,1,2,0,0,2,null,1,2,0,0,12,30,34.56,96,0,"","【対象外】"]
[2315,105,null,1,null,"休憩室","埋込形","W220","埋込","非常灯(電源別)","ルーバ",null,4000,null,"直管蛍光灯　FHF32EX 高出力形 【45W】",48,2,1,2,0,0,2,null,1,2,0,0,12,30,34.56,96,0,"","【対象外】"]
[2316,106,null,1,null,"血管連続撮影操作室","埋込形","W220","埋込","非常灯(電源別)",null,null,4000,"ミニクリ","直管蛍光灯　FHF32EX 高出力形 【45W】",48,2,1,2,0,0,2,null,1,2,0,0,12,30,34.56,96,0,"","【対象外】"]
[2317,106,null,1,null,"血管連続撮影操作室","埋込形","W220","埋込",null,"調光","ルーバ",4000,"PWM 2個用1台","直管蛍光灯　FHF32EX 高出力形 【45W】",48,2,5,10,0,0,10,null,5,10,0,0,12,30,172.8,480,0,"","【対象外】"]
[2318,106,null,1,null,"血管連続撮影操作室","ライコン2個用",null,null,null,null,null,null,"PWM 2個用1台",null,"",null,1,0,0,0,0,null,"","",null,null,12,30,"","","","","【対象外】"]
[2319,106,null,1,null,"血管連続撮影操作室","埋込形","W220","埋込",null,"調光","ルーバ",4000,"PWM 2個用1台","直管蛍光灯　FHF32EX 高出力形 【45W】",48,2,4,8,0,0,8,null,4,8,0,0,12,30,138.24,384,0,"","【対象外】"]
[2320,106,null,1,null,"血管連続撮影操作室","ライコン2個用",null,null,null,null,null,null,"PWM 2個用1台\n4台制御",null,"",0,1,0,0,0,0,null,"","",null,null,12,30,"","","","","【対象外】"]
[2321,107,null,1,null,"機材庫","逆富士形","W200","天付け",null,null,null,4000,null,"直管蛍光灯　FHF32EX 高出力形 【45W】",48,2,1,2,0,0,2,null,1,2,0,0,12,30,34.56,96,0,"","【対象外】"]
[2322,108,null,1,null,"撮影室2","ダウンライト","φ125","埋込",null,"調光",null,3000,"位相　2個用1台","ミニクリプトン　KR110V90W (口金：E17) 【100W】",100,1,10,10,0,0,10,null,10,10,0,0,12,30,360,1000,0,"","【対象外】"]
[2323,108,null,1,null,"撮影室2","埋込形","W220","埋込",null,"調光",null,4000,"PWM　2個用1台で3台制御×2","直管蛍光灯　FHF32EX 高出力形 【45W】",48,2,6,12,0,0,12,null,6,12,0,0,12,30,207.36,576,0,"","【対象外】"]
[2324,108,null,1,null,"撮影室2","ライコン2個用",null,null,null,null,null,null,"位相　2個用1台で5台制御×2台\nただし10台中2台しか点灯しないため推測",null,"",null,2,0,0,0,0,null,"","",null,null,12,30,"","","","","【対象外】"]
[2325,109,null,1,null,"撮影室1","埋込形","W220","埋込",null,"調光",null,5000,null,"【器具LED済】",0,1,7,7,0,0,7,{"$f":"V2341","v":7},7,7,0,0,12,30,0,0,0,"","【LED済】"]
[2326,109,null,1,null,"撮影室1","ユニバーサルダウンライト","φ150","埋込",null,"調光",null,5000,null,"【器具LED済】",0,1,4,4,0,0,4,4,4,4,0,0,12,30,0,0,0,"","【LED済】"]
[2327,110,null,1,null,"前室","埋込形","W220","埋込",null,"Cチャンネル回避",null,4000,null,"直管蛍光灯　FHF32EX 高出力形 【45W】",48,2,1,2,0,0,2,null,1,2,0,0,12,30,34.56,96,0,"","【対象外】"]
[2328,110,null,1,null,"前室","埋込形","W220","埋込","非常灯(電源別)","Cチャンネル回避",null,4000,"ミニクリ","直管蛍光灯　FHF32EX 高出力形 【45W】",48,2,1,2,0,0,2,null,1,2,0,0,12,30,34.56,96,0,"","【対象外】"]
[2329,110,null,1,null,"前室","表示灯",null,"埋込",null,null,null,5000,"使用中","直管蛍光灯　FL10 【10W】",13,1,2,2,0,0,2,null,2,2,0,0,12,30,9.36,26,0,"","【対象外】"]
[2330,111,null,1,null,"機械室","逆富士形","W120","天付け",null,null,null,4000,null,"直管蛍光灯　FHF32EX 高出力形 【45W】",48,1,1,1,0,0,1,null,1,1,0,0,12,30,17.28,48,0,"","【対象外】"]
[2331,112,null,1,null,"更衣室","埋込形","W300","埋込","非常灯(電源別)",null,null,5000,"ミニクリ","直管蛍光灯　FL20S 【20W】",23,2,2,4,0,0,4,null,2,4,0,0,12,30,33.119999999999997,92,0,"","【対象外】"]
[2332,113,null,1,null,"医事課","埋込形","W220","埋込",null,"ルーバ",null,4000,null,"直管蛍光灯　FHF32EX 高出力形 【45W】",48,2,9,18,0,0,18,null,9,18,0,0,12,30,311.04000000000002,864,0,"","【対象外】"]
[2333,113,null,1,null,"医事課","埋込形","W220","埋込","非常灯(電源別)","ルーバ",null,4000,null,"直管蛍光灯　FHF32EX 高出力形 【45W】",48,2,2,4,0,0,4,null,2,4,0,0,12,30,69.12,192,0,"","【対象外】"]
[2334,114,null,1,null,"コンピューター室","埋込形","W220","埋込","非常灯(電源別)",null,null,4000,null,"直管蛍光灯　FHF32EX 高出力形 【45W】",48,2,1,2,0,0,2,null,1,2,0,0,12,30,34.56,96,0,"","【対象外】"]
[2335,115,null,1,null,"給湯室","埋込形","W150","埋込",null,"Cチャンネル回避",null,4000,null,"直管蛍光灯　FHF32EX 高出力形 【45W】",48,1,1,1,0,0,1,null,1,1,0,0,12,30,17.28,48,0,"","【対象外】"]
[2336,115,null,1,null,"給湯室","流し元灯",null,"天付け",null,"プルスイッチ",null,5000,null,"直管蛍光灯　FL20S 【20W】",23,1,1,1,0,0,1,null,1,1,0,0,12,30,8.2799999999999994,23,0,"","【対象外】"]
[2337,116,null,1,null,"会議室","埋込形","W220","埋込",null,"Cチャンネル回避",null,4000,null,"直管蛍光灯　FHF32EX 高出力形 【45W】",48,2,3,6,0,0,6,null,3,6,0,0,12,30,103.68,288,0,"","【対象外】"]
[{"$f":"IF(COUNTA(B2354:O2354)=0,\"\",ROW()-16)","v":2338},116,null,1,null,"会議室","埋込形","W220","埋込","非常灯(電源別)","Cチャンネル回避",null,4000,"ミニクリ","直管蛍光灯　FHF32EX 高出力形 【45W】",48,2,1,{"$f":"IF(R2354=\"\",\"\",Q2354*R2354)","v":2},0,0,{"$f":"IF(S2354=\"\",\"\",S2354-T2354)","v":2},null,{"$f":"IF(O2354=\"\",\"\",IF(OR(AH2354=\"【対象外】\",AH2354=\"【LED済】\"),R2354,IF(Y2354>0,Y2354/Q2354,0)))","v":1},{"$f":"IF(O2354=\"\",\"\",IF(OR(AH2354=\"管球交換 【間引き対象外】\",AH2354=\"器具交換 【間引き対象外】\"),T2354,IF(OR(AH2354=\"【対象外】\",AH2354=\"【LED済】\"),S2354,0)))","v":2},{"$f":"IF(R2354=\"\",\"\",R2354-X2354)","v":0},{"$f":"IF(S2354=\"\",\"\",S2354-Y2354)","v":0},12,30,{"$f":"IF(O2354=\"\",\"\",IF(V2354=\"\",\"\",P2354*V2354*AB2354*AC2354/1000))","v":34.56},{"$f":"IF(O2354=\"\",\"\",IF(V2354=\"\",\"\",P2354*V2354))","v":96},{"$f":"IF(O2354=\"\",\"\",IF(AA2354=\"\",\"\",P2354*AA2354*AB2354*AC2354/1000))","v":0},{"$f":"IF(O2354=\"\",\"\",IF(AA2354=\"\",\"\",IF(AA2354=0,\"\",P2354*AA2354)))","v":""},"【対象外】"]
[2339,117,null,1,null,"通路","埋込形","W190","埋込",null,"ルーバ",null,4000,null,"直管蛍光灯　FHF32EX 高出力形 【45W】",48,1,2,2,0,0,2,null,2,2,0,0,12,30,34.56,96,0,"","【対象外】"]
[2340,118,null,1,null,"病歴室","埋込形","W300","埋込",null,null,null,4000,null,"直管蛍光灯　FHF32EX 高出力形 【45W】",48,2,8,16,0,0,16,null,8,16,0,0,12,30,276.48,768,0,"","【対象外】"]
[2341,118,null,1,null,"病歴室","埋込形","W150","埋込",null,"Cチャンネル回避",null,4000,null,"直管蛍光灯　FHF32EX 高出力形 【45W】",48,1,6,6,0,0,6,null,6,6,0,0,12,30,103.68,288,0,"","【対象外】"]
[2342,119,null,1,null,"相談室","埋込形","W220","埋込",null,"Cチャンネル回避",null,4000,null,"直管蛍光灯　FHF32EX 高出力形 【45W】",48,2,3,6,0,0,6,null,3,6,0,0,12,30,103.68,288,0,"","【対象外】"]
[2343,119,null,1,null,"相談室","埋込形","W220","埋込","非常灯(電源別)","Cチャンネル回避",null,4000,"ミニクリ","直管蛍光灯　FHF32EX 高出力形 【45W】",48,2,1,2,0,0,2,null,1,2,0,0,12,30,34.56,96,0,"","【対象外】"]
[2344,120,null,1,null,"オペレーター室","埋込形","W220","埋込",null,"ルーバ",null,4000,null,"直管蛍光灯　FHF32EX 高出力形 【45W】",48,2,15,30,0,0,30,null,15,30,0,0,12,30,518.4,1440,0,"","【対象外】"]
[2345,120,null,1,null,"オペレーター室","埋込形","W220","埋込",null,"ルーバ",null,4000,"ミニクリ","直管蛍光灯　FHF32EX 高出力形 【45W】",48,2,3,6,0,0,6,null,3,6,0,0,12,30,103.68,288,0,"","【対象外】"]
[2346,121,null,1,null,"倉庫","埋込形","W220","埋込","非常灯(電源別)","ルーバ",null,4000,"ミニクリ","直管蛍光灯　FHF32EX 高出力形 【45W】",48,2,1,2,0,0,2,null,1,2,0,0,12,30,34.56,96,0,"","【対象外】"]
[2347,122,null,1,null,"薬局","埋込形","W220","埋込",null,"Cチャンネル回避",null,4000,null,"直管蛍光灯　FHF32EX 高出力形 【45W】",48,2,4,8,0,0,8,null,4,8,0,0,12,30,138.24,384,0,"","【対象外】"]
[2348,122,null,1,null,"薬局","埋込形","W220","埋込","非常灯(電源別)","Cチャンネル回避",null,4000,"ミニクリ","直管蛍光灯　FHF32EX 高出力形 【45W】",48,2,1,2,0,0,2,null,1,2,0,0,12,30,34.56,96,0,"","【対象外】"]
[2349,123,null,1,null,"在宅医療支援室","埋込形","W220","埋込",null,"Cチャンネル回避",null,4000,null,"直管蛍光灯　FHF32EX 高出力形 【45W】",48,2,3,6,0,0,6,null,3,6,0,0,12,30,103.68,288,0,"","【対象外】"]
[2350,123,null,1,null,"在宅医療支援室","埋込形","W220","埋込","非常灯(電源別)","Cチャンネル回避",null,4000,"ミニクリ","直管蛍光灯　FHF32EX 高出力形 【45W】",48,2,1,2,0,0,2,null,1,2,0,0,12,30,34.56,96,0,"","【対象外】"]
[2351,123,null,1,null,"在宅医療支援室","流し元灯",null,"天付け",null,"プルスイッチ",null,5000,null,"直管蛍光灯　FL20S 【20W】",23,1,1,1,0,0,1,null,1,1,0,0,12,30,8.2799999999999994,23,0,"","【対象外】"]
[2352,124,null,1,null,"売店","埋込形","W220","埋込",null,"ルーバ",null,4000,null,"直管蛍光灯　FHF32EX 高出力形 【45W】",48,2,10,20,0,0,20,null,10,20,0,0,12,30,345.6,960,0,"","【対象外】"]
[2353,124,null,1,null,"売店","埋込形","W220","埋込","非常灯(電源別)","ルーバ",null,4000,"ミニクリ","直管蛍光灯　FHF32EX 高出力形 【45W】",48,2,2,4,0,0,4,null,2,4,0,0,12,30,69.12,192,0,"","【対象外】"]
[2354,124,null,1,null,"売店","ダウンライト","φ150","埋込",null,null,null,3000,"E26","【管球LED済】",0,1,2,2,0,0,2,{"$f":"V2370","v":2},2,2,0,0,12,30,0,0,0,"","【LED済】"]
[2355,124,null,1,null,"売店","ダウンライト","φ150","埋込",null,null,null,3000,null,"【管球LED済】",0,1,3,3,0,0,3,3,3,3,0,0,12,30,0,0,0,"","【LED済】"]
[2356,124,null,1,null,"売店","逆富士形",null,"天付け",null,null,null,5000,null,"【器具LED済】",0,1,1,1,0,0,1,1,1,1,0,0,12,30,0,0,0,"","【LED済】"]
[2357,125,null,1,null,"機械室","トラフ形",null,"壁付け",null,"片反射笠",null,4000,null,"直管蛍光灯　FHF32EX 高出力形 【45W】",48,1,2,2,0,0,2,null,2,2,0,0,12,30,34.56,96,0,"","【対象外】"]
[2358,125,null,1,null,"機械室","トラフ形",null,"天付け",null,"両反射笠",null,4000,null,"直管蛍光灯　FHF32EX 高出力形 【45W】",48,1,1,1,0,0,1,null,1,1,0,0,12,30,17.28,48,0,"","【対象外】"]
[2359,126,null,1,null,"風除室","ダウンライト","φ150","埋込",null,null,null,3000,null,"【器具LED済】",0,1,4,4,0,0,4,{"$f":"V2375","v":4},4,4,0,0,12,30,0,0,0,"","【LED済】"]
[2360,127,null,1,null,"EPS1-1","トラフ形",null,"壁付け",null,"片反射笠",null,5000,null,"直管蛍光灯　FL20S 【20W】",23,1,1,1,0,0,1,null,1,1,0,0,12,30,8.2799999999999994,23,0,"","【対象外】"]
[2361,128,null,1,null,"防災センター","埋込形","W220","埋込",null,null,null,5000,null,"【器具LED済】",0,1,8,8,0,0,8,{"$f":"V2377","v":8},8,8,0,0,12,30,0,0,0,"","【LED済】"]
[2362,128,null,1,null,"防災センター","流し元灯",null,"天付け",null,null,null,5000,null,"【器具LED済】",0,1,1,1,0,0,1,1,1,1,0,0,12,30,0,0,0,"","【LED済】"]
[2363,129,null,1,null,"レストラン","スクエア","□450","埋込",null,"乳白カバー",null,5000,null,"コンパクト形蛍光灯　FHP32E 【32W】",35,3,8,24,0,0,24,null,8,24,0,0,12,30,302.39999999999998,840,0,"","【対象外】"]
[2364,130,null,1,null,"レストラン","ダウンライト","φ150","埋込",null,null,null,3000,null,"コンパクト形蛍光灯　FDL18EX 【18W】",21,1,1,1,0,0,1,null,1,1,0,0,12,30,7.56,21,0,"","【対象外】"]
[2365,130,null,1,null,"レストラン","逆富士形","W200","天付け",null,"防水ソケット",null,4000,null,"直管蛍光灯　FHF32EX 高出力形 【45W】",48,2,14,28,0,0,28,null,14,28,0,0,12,30,483.84,1344,0,"","【対象外】"]
[2366,130,null,1,null,"レストラン","逆富士形","W200","天付け",null,null,null,4000,null,"直管蛍光灯　FHF32EX 高出力形 【45W】",48,2,1,2,0,0,2,null,1,2,0,0,12,30,34.56,96,0,"","【対象外】"]
[2367,130,null,1,null,"レストラン","埋込形","W220","埋込","非常灯(電源別)","Cチャンネル回避",null,4000,"ミニクリ","直管蛍光灯　FHF32EX 高出力形 【45W】",48,2,1,2,0,0,2,null,1,2,0,0,12,30,34.56,96,0,"","【対象外】"]
[2368,130,null,1,null,"レストラン","埋込形","W190","埋込",null,"Cチャンネル回避",null,4000,null,"直管蛍光灯　FL20S 【20W】",23,1,1,1,0,0,1,null,1,1,0,0,12,30,8.2799999999999994,23,0,"","【対象外】"]
[2369,130,null,1,null,"レストラン","逆富士形","W200","天付け",null,null,null,4000,null,"直管蛍光灯　FHF32EX 高出力形 【45W】",48,2,1,2,0,0,2,null,1,2,0,0,12,30,34.56,96,0,"","【対象外】"]
[2370,130,null,1,null,"レストラン","逆富士形","W120","天付け",null,null,null,4000,null,"直管蛍光灯　FHF32EX 高出力形 【45W】",48,1,1,1,0,0,1,null,1,1,0,0,12,30,17.28,48,0,"","【対象外】"]
[2371,131,null,1,null,"レストラン","ダウンライト","φ125","埋込",null,null,null,3000,"E17","【管球LED済】",0,1,52,52,0,0,52,{"$f":"V2387","v":52},52,52,0,0,12,30,0,0,0,"","【LED済】"]
[2372,131,null,1,null,"レストラン","ペンダントランプ",null,"吊り下げ",null,null,null,3000,"E26","【管球LED済】",0,1,12,12,0,0,12,12,12,12,0,0,12,30,0,0,0,"","【LED済】"]
[2373,131,null,1,null,"レストラン","ダウンライト","φ150","埋込",null,null,null,3000,null,"コンパクト形蛍光灯　FDL18EX 【18W】",21,1,22,22,0,0,22,null,22,22,0,0,12,30,166.32,462,0,"","【対象外】"]
[2374,131,null,1,null,"レストラン","スポットライト",null,"天付け",null,null,null,3000,"E17","【管球LED済】",0,1,2,2,0,0,2,{"$f":"V2390","v":2},2,2,0,0,12,30,0,0,0,"","【LED済】"]
[2375,131,null,1,null,"レストラン","スポットライト",null,"レール",null,null,null,3000,"E11","ハロゲンランプ（ミラー付）　JDR110V75W (口金：E11) 【75W】",75,1,5,5,0,0,5,null,5,5,0,0,12,30,135,375,0,"","【対象外】"]
[2376,132,null,1,null,"備蓄倉庫","埋込形","W150","埋込",null,null,null,5000,null,"【器具LED済】",0,1,2,2,0,0,2,{"$f":"V2392","v":2},2,2,0,0,12,30,0,0,0,"","【LED済】"]
[2377,133,null,1,null,"空調機械室1-7","トラフ形",null,"天付け",null,"両反射笠",null,4000,null,"直管蛍光灯　FHF32EX 高出力形 【45W】",48,1,2,2,0,0,2,null,2,2,0,0,12,30,34.56,96,0,"","【対象外】"]
[2378,134,null,1,null,"空調機械室1-5","トラフ形",null,"壁付け",null,"片反射笠",null,4000,null,"直管蛍光灯　FHF32EX 高出力形 【45W】",48,1,2,2,0,0,2,null,2,2,0,0,12,30,34.56,96,0,"","【対象外】"]
[2379,135,null,1,null,"EPS1-5","トラフ形",null,"壁付け",null,"片反射笠",null,5000,null,"直管蛍光灯　FL20S 【20W】",23,1,1,1,0,0,1,null,1,1,0,0,12,30,8.2799999999999994,23,0,"","【対象外】"]
[2380,136,null,1,null,"螺旋階段","埋込形","W150","埋込",null,"Cチャンネル回避",null,4000,null,"直管蛍光灯　FHF32EX 高出力形 【45W】",48,1,1,1,0,0,1,null,1,1,0,0,12,30,17.28,48,0,"","【対象外】"]
[2381,136,null,1,null,"螺旋階段","ブラケット",null,"壁付け","階段通路誘導灯","カバー",null,4000,"コンクリ","直管蛍光灯　FHF32EX 高出力形 【45W】",48,1,3,3,0,0,3,null,3,3,0,0,12,30,51.84,144,0,"","【対象外】"]
[2382,137,null,1,null,"薬剤部","埋込形","W220","埋込","非常灯(電源別)",null,null,4000,"ミニクリ","直管蛍光灯　FHF32EX 高出力形 【45W】",48,2,1,2,0,0,2,null,1,2,0,0,12,30,34.56,96,0,"","【対象外】"]
[2383,137,null,1,null,"薬剤部","埋込形","W220","埋込",null,null,null,4000,null,"直管蛍光灯　FHF32EX 高出力形 【45W】",48,2,1,2,0,0,2,null,1,2,0,0,12,30,34.56,96,0,"","【対象外】"]
[2384,138,null,1,null,"電話交換室","埋込形","W220","埋込",null,null,null,4000,null,"直管蛍光灯　FHF32EX 高出力形 【45W】",48,2,3,6,0,0,6,null,3,6,0,0,12,30,103.68,288,0,"","【対象外】"]
[2385,138,null,1,null,"電話交換室","埋込形","W220","埋込","非常灯(電源別)",null,null,4000,"ミニクリ","直管蛍光灯　FHF32EX 高出力形 【45W】",48,2,2,4,0,0,4,null,2,4,0,0,12,30,69.12,192,0,"","【対象外】"]
[2386,138,null,1,null,"電話交換室","流し元灯",null,"天付け",null,"プルスイッチ",null,5000,null,"直管蛍光灯　FL20S 【20W】",23,1,1,1,0,0,1,null,1,1,0,0,12,30,8.2799999999999994,23,0,"","【対象外】"]
[2387,139,null,1,null,"空調機械室1-6","トラフ形",null,"壁付け",null,"片反射笠",null,4000,null,"直管蛍光灯　FHF32EX 高出力形 【45W】",48,1,2,2,0,0,2,null,2,2,0,0,12,30,34.56,96,0,"","【対象外】"]
[2388,140,null,1,null,"EPS1-6","トラフ形",null,"壁付け",null,"片反射笠",null,5000,null,"直管蛍光灯　FL20S 【20W】",23,1,1,1,0,0,1,null,1,1,0,0,12,30,8.2799999999999994,23,0,"","【対象外】"]
[2389,141,null,1,null,"空調機械室1-3","トラフ形",null,"壁付け",null,"片反射笠",null,4000,null,"直管蛍光灯　FHF32EX 高出力形 【45W】",48,1,1,1,0,0,1,null,1,1,0,0,12,30,17.28,48,0,"","【対象外】"]
[2390,141,null,1,null,"空調機械室1-3","トラフ形",null,"天付け",null,"両反射笠",null,4000,null,"直管蛍光灯　FHF32EX 高出力形 【45W】",48,1,1,1,0,0,1,null,1,1,0,0,12,30,17.28,48,0,"","【対象外】"]
[2391,142,null,1,null,"ps1-1","トラフ形",null,"壁付け",null,"片反射笠",null,4000,"2台とも器具破損","直管蛍光灯　FHF32EX 高出力形 【45W】",48,1,2,2,0,0,2,null,2,2,0,0,12,30,34.56,96,0,"","【対象外】"]
[2392,143,null,1,null,"EPS1-4","トラフ形",null,"壁付け",null,"片反射笠",null,5000,null,"直管蛍光灯　FL20S 【20W】",23,1,1,1,0,0,1,null,1,1,0,0,12,30,8.2799999999999994,23,0,"","【対象外】"]
[2393,144,null,1,null,"空調機械室1-4","トラフ形",null,"壁付け",null,"片反射笠",null,4000,null,"直管蛍光灯　FHF32EX 高出力形 【45W】",48,1,1,1,0,0,1,null,1,1,0,0,12,30,17.28,48,0,"","【対象外】"]
[2394,145,null,1,null,"廊下","表示灯",null,"埋込",null,null,null,5000,"使用中","直管蛍光灯　FL10 【10W】",13,1,1,1,0,0,1,null,1,1,0,0,12,30,4.68,13,0,"","【対象外】"]
[2395,146,null,1,null,"廊下","表示灯",null,"埋込",null,null,null,5000,"使用中","直管蛍光灯　FL10 【10W】",13,1,5,5,0,0,5,null,5,5,0,0,12,30,23.4,65,0,"","【対象外】"]
[2396,147,null,1,null,"廊下","表示灯",null,"埋込",null,null,null,5000,"使用中","直管蛍光灯　FL10 【10W】",13,1,5,5,0,0,5,null,5,5,0,0,12,30,23.4,65,0,"","【対象外】"]
[2397,149,null,1,null,"パントリー","埋込形","W220","埋込",null,null,null,5000,null,"【器具LED済】",0,1,1,1,0,0,1,{"$f":"V2413","v":1},1,1,0,0,12,30,0,0,0,"","【LED済】"]
[{"$f":"IF(COUNTA(B2414:O2414)=0,\"\",ROW()-16)","v":2398},1,null,"B1",null,"機械室","トラフ形",null,"天付け",null,null,null,5000,null,"直管蛍光灯　FHF32EX 【32W】",35,2,10,{"$f":"IF(R2414=\"\",\"\",Q2414*R2414)","v":20},0,0,{"$f":"IF(S2414=\"\",\"\",S2414-T2414)","v":20},null,{"$f":"IF(O2414=\"\",\"\",IF(OR(AH2414=\"【対象外】\",AH2414=\"【LED済】\"),R2414,IF(Y2414>0,Y2414/Q2414,0)))","v":0},{"$f":"IF(O2414=\"\",\"\",IF(OR(AH2414=\"管球交換 【間引き対象外】\",AH2414=\"器具交換 【間引き対象外】\"),T2414,IF(OR(AH2414=\"【対象外】\",AH2414=\"【LED済】\"),S2414,0)))","v":0},{"$f":"IF(R2414=\"\",\"\",R2414-X2414)","v":10},20,12,30,{"$f":"IF(O2414=\"\",\"\",IF(V2414=\"\",\"\",P2414*V2414*AB2414*AC2414/1000))","v":252},{"$f":"IF(O2414=\"\",\"\",IF(V2414=\"\",\"\",P2414*V2414))","v":700},{"$f":"IF(O2414=\"\",\"\",IF(AA2414=\"\",\"\",P2414*AA2414*AB2414*AC2414/1000))","v":252},{"$f":"IF(O2414=\"\",\"\",IF(AA2414=\"\",\"\",IF(AA2414=0,\"\",P2414*AA2414)))","v":700},"管球交換"]
[2399,1,null,"B1",null,"機械室","トラフ形",null,"天付け",null,null,null,5000,"ミニクリ非常灯","直管蛍光灯　FHF32EX 【32W】",35,2,11,22,0,0,22,null,0,0,11,22,12,30,277.2,770,277.2,770,"管球交換"]
[2400,1,null,"B1",null,"機械室","トラフ形",null,"壁付け",null,"片反射笠",null,5000,null,"直管蛍光灯　FHF32EX 【32W】",35,1,1,{"$f":"IF(R2416=\"\",\"\",Q2416*R2416)","v":1},0,0,{"$f":"IF(S2416=\"\",\"\",S2416-T2416)","v":1},null,{"$f":"IF(O2416=\"\",\"\",IF(OR(AH2416=\"【対象外】\",AH2416=\"【LED済】\"),R2416,IF(Y2416>0,Y2416/Q2416,0)))","v":0},{"$f":"IF(O2416=\"\",\"\",IF(OR(AH2416=\"管球交換 【間引き対象外】\",AH2416=\"器具交換 【間引き対象外】\"),T2416,IF(OR(AH2416=\"【対象外】\",AH2416=\"【LED済】\"),S2416,0)))","v":0},{"$f":"IF(R2416=\"\",\"\",R2416-X2416)","v":1},1,12,30,{"$f":"IF(O2416=\"\",\"\",IF(V2416=\"\",\"\",P2416*V2416*AB2416*AC2416/1000))","v":12.6},{"$f":"IF(O2416=\"\",\"\",IF(V2416=\"\",\"\",P2416*V2416))","v":35},{"$f":"IF(O2416=\"\",\"\",IF(AA2416=\"\",\"\",P2416*AA2416*AB2416*AC2416/1000))","v":12.6},{"$f":"IF(O2416=\"\",\"\",IF(AA2416=\"\",\"\",IF(AA2416=0,\"\",P2416*AA2416)))","v":35},"管球交換"]
[2401,2,null,"B1",null,"コージェネレーション室","トラフ形",null,"天付け",null,"両反射笠",null,5000,null,"直管蛍光灯　FHF32EX 【32W】",35,2,5,10,0,0,10,null,0,0,5,10,12,30,126,350,126,350,"管球交換"]
[2402,2,null,"B1",null,"コージェネレーション室","トラフ形",null,"天付け",null,"両反射笠",null,5000,"ミニクリ非常灯","直管蛍光灯　FHF32EX 【32W】",35,2,2,4,0,0,4,null,0,0,2,4,12,30,50.4,140,50.4,140,"管球交換"]
[2403,2,null,"B1",null,"コージェネレーション室","トラフ形",null,"壁付け",null,"片反射笠",null,5000,null,"直管蛍光灯　FHF32EX 【32W】",35,2,3,6,0,0,6,null,0,0,3,6,12,30,75.599999999999994,210,75.599999999999994,210,"管球交換"]
[2404,3,null,"B1",null,"電気室","トラフ形",null,"天付け",null,"両反射笠",null,5000,null,"直管蛍光灯　FHF32EX 【32W】",35,2,3,6,0,0,6,null,0,0,3,6,12,30,75.599999999999994,210,75.599999999999994,210,"管球交換"]
[2405,3,null,"B1",null,"電気室","トラフ形",null,"天付け",null,"両反射笠",null,5000,"ミニクリ非常灯","直管蛍光灯　FHF32EX 【32W】",35,2,4,8,0,0,8,null,0,0,4,8,12,30,100.8,280,100.8,280,"管球交換"]
[2406,3,null,"B1",null,"電気室","トラフ形",null,"壁付け",null,"片反射笠",null,5000,null,"直管蛍光灯　FHF32EX 【32W】",35,1,10,10,0,0,10,null,0,0,10,10,12,30,126,350,126,350,"管球交換"]
[2407,4,null,"B1",null,"設備室","トラフ形",null,"天付け",null,"両反射笠",null,5000,null,"直管蛍光灯　FHF32EX 【32W】",35,2,4,8,0,0,8,null,0,0,4,8,12,30,100.8,280,100.8,280,"管球交換"]
[2408,4,null,"B1",null,"設備室","トラフ形",null,"天付け",null,"両反射笠",null,5000,"ミニクリ非常灯","直管蛍光灯　FHF32EX 【32W】",35,2,7,14,0,0,14,null,0,0,7,14,12,30,176.4,490,176.4,490,"管球交換"]
[2409,5,null,"B1",null,"消火ポンプ室","トラフ形",null,"壁付け",null,"片反射笠",null,5000,null,"直管蛍光灯　FHF32EX 【32W】",35,1,2,2,0,0,2,null,0,0,2,2,12,30,25.2,70,25.2,70,"管球交換"]
[2410,6,null,"B1",null,"ボンベ室","トラフ形",null,"壁付け",null,"片反射笠",null,5000,null,"直管蛍光灯　FHF32EX 【32W】",35,1,2,2,0,0,2,null,0,0,2,2,12,30,25.2,70,25.2,70,"管球交換"]
[2411,7,null,"B1",null,"作業室","埋込形","W220","埋込",null,"Cチャンネル回避",null,5000,null,"直管蛍光灯　FHF32EX 高出力形 【45W】",48,2,3,6,0,0,6,null,0,0,3,6,12,30,103.68,288,103.68,288,"管球交換"]
[2412,8,null,"B1",null,"管理室","埋込形","W220","埋込",null,"ルーバ",null,5000,null,"直管蛍光灯　FHF32EX 【32W】",35,2,8,16,0,0,16,null,0,0,8,16,12,30,201.6,560,201.6,560,"管球交換"]
[{"$f":"IF(COUNTA(B2429:O2429)=0,\"\",ROW()-16)","v":2413},9,null,"B1",null,"仮眠室","埋込形","W150","埋込",null,null,null,5000,null,"直管蛍光灯　FHF32EX 【32W】",35,1,1,1,0,0,1,null,0,0,1,1,12,30,12.6,35,12.6,35,"管球交換"]
[2414,9,null,"B1",null,"仮眠室","ブラケット",null,"壁付け",null,"防水カバー",null,5000,null,"【管球LED済】",0,1,1,1,0,0,1,{"$f":"V2430","v":1},1,1,0,0,12,30,0,0,0,"","【LED済】"]
[2415,10,null,"B1",null,"物流倉庫","逆富士形","W150","天付け",null,null,null,5000,null,"直管蛍光灯　FHF32EX 高出力形 【45W】",48,1,16,16,0,0,16,null,0,0,16,16,12,30,276.48,768,276.48,768,"管球交換"]
[2416,10,null,"B1",null,"物流倉庫","逆富士形","W150","天付け",null,null,null,5000,null,"直管蛍光灯　FHF32EX 高出力形 【45W】",48,2,7,14,0,0,14,null,0,0,7,14,12,30,241.92,672,241.92,672,"管球交換"]
[2417,11,null,"B1",null,"事務室","埋込形","W230","埋込",null,"Cチャンネル回避",null,5000,null,"直管蛍光灯　FHF32EX 高出力形 【45W】",48,2,1,2,0,0,2,null,0,0,1,2,12,30,34.56,96,34.56,96,"管球交換"]
[2418,11,null,"B1",null,"事務室","埋込形","W230","埋込",null,"Cチャンネル回避",null,5000,"ミニクリ非常灯","直管蛍光灯　FHF32EX 高出力形 【45W】",48,2,1,2,0,0,2,null,0,0,1,2,12,30,34.56,96,34.56,96,"管球交換"]
[2419,12,null,"B1",null,"前室","埋込形","W220","埋込",null,"Cチャンネル回避",null,5000,null,"直管蛍光灯　FHF32EX 高出力形 【45W】",48,2,2,4,0,0,4,null,0,0,2,4,12,30,69.12,192,69.12,192,"管球交換"]
[2420,12,null,"B1",null,"前室","埋込形","W220","埋込",null,"Cチャンネル回避",null,5000,"ミニクリ非常灯","直管蛍光灯　FHF32EX 高出力形 【45W】",48,2,1,2,0,0,2,null,0,0,1,2,12,30,34.56,96,34.56,96,"管球交換"]
[2421,13,null,"B1",null,"材料室","埋込形","W150","埋込",null,null,null,5000,null,"直管蛍光灯　FHF32EX 高出力形 【45W】",48,1,8,8,0,0,8,null,0,0,8,8,12,30,138.24,384,138.24,384,"管球交換"]
[2422,14,null,"B1",null,"滅菌事務室","埋込形","W220","埋込",null,"Cチャンネル回避",null,5000,"ミニクリ非常灯","直管蛍光灯　FHF32EX 高出力形 【45W】",48,2,1,2,0,0,2,null,0,0,1,2,12,30,34.56,96,34.56,96,"管球交換"]
[2423,15,null,"B1",null,"組み立て室","埋込形","W220","埋込",null,"Cチャンネル回避",null,5000,null,"直管蛍光灯　FHF32EX 高出力形 【45W】",48,2,8,16,0,0,16,null,0,0,8,16,12,30,276.48,768,276.48,768,"管球交換"]
[2424,15,null,"B1",null,"組み立て室","埋込形","W220","埋込",null,"Cチャンネル回避",null,5000,"ミニクリ非常灯","直管蛍光灯　FHF32EX 高出力形 【45W】",48,2,6,12,0,0,12,null,0,0,6,12,12,30,207.36,576,207.36,576,"管球交換"]
[2425,16,null,"B1",null,"洗浄室","埋込形","W220","埋込",null,"Cチャンネル回避",null,5000,null,"直管蛍光灯　FHF32EX 高出力形 【45W】",48,2,5,10,0,0,10,null,0,0,5,10,12,30,172.8,480,172.8,480,"管球交換"]
[2426,16,null,"B1",null,"洗浄室","埋込形","W220","埋込",null,"Cチャンネル回避",null,5000,"ミニクリ非常灯","直管蛍光灯　FHF32EX 高出力形 【45W】",48,2,3,6,0,0,6,null,0,0,3,6,12,30,103.68,288,103.68,288,"管球交換"]
[2427,16,null,"B1",null,"洗浄室","埋込形","W150","埋込",null,"Cチャンネル回避",null,5000,null,"直管蛍光灯　FHF32EX 高出力形 【45W】",48,1,5,5,0,0,5,null,0,0,5,5,12,30,86.4,240,86.4,240,"管球交換"]
[2428,17,null,"B1",null,"既滅菌室","埋込形","W220","埋込",null,"クリーンルーム","乳白カバー",5000,null,"直管蛍光灯　FHF32EX 【32W】",35,2,16,32,0,0,32,null,0,0,16,32,12,30,403.2,1120,403.2,1120,"管球交換"]
[2429,18,null,"B1",null,"ベッド保管","逆富士形","W120","天付け",null,null,null,5000,null,"直管蛍光灯　FHF32EX 【32W】",35,1,9,9,0,0,9,null,0,0,9,9,12,30,113.4,315,113.4,315,"管球交換"]
[2430,19,null,"B1",null,"洗濯室","逆富士形","W120","天付け",null,"防水ソケット",null,5000,null,"直管蛍光灯　FHF32EX 【32W】",35,1,13,13,0,0,13,null,0,0,13,13,12,30,163.80000000000001,455,163.80000000000001,455,"管球交換"]
[2431,20,null,"B1",null,"控室","埋込形","W150","埋込",null,null,null,5000,null,"直管蛍光灯　FHF32EX 【32W】",35,1,2,2,0,0,2,null,0,0,2,2,12,30,25.2,70,25.2,70,"管球交換"]
[2432,20,null,"B1",null,"控室","流し元灯",null,"天付け",null,null,null,5000,null,"直管蛍光灯　FL20S 【20W】",23,1,1,1,0,0,1,null,0,0,1,1,12,30,8.2799999999999994,23,8.2799999999999994,23,"管球交換"]
[2433,21,null,"B1",null,"トイレ2箇所","ダウンライト","φ125","埋込",null,null,null,3000,null,"【管球LED済】",0,1,2,2,0,0,2,{"$f":"V2449","v":2},2,2,0,0,12,30,0,0,0,"","【LED済】"]
[2434,22,null,"B1",null,"前室","逆富士形","W120","天付け",null,null,null,5000,null,"直管蛍光灯　FHF32EX 【32W】",35,1,6,6,0,0,6,null,0,0,6,6,12,30,75.599999999999994,210,75.599999999999994,210,"管球交換"]
[2435,23,null,"B1",null,"廊下","埋込形","W150","埋込",null,null,null,5000,null,"直管蛍光灯　FHF32EX 【32W】",35,1,6,6,3,0,3,null,0,0,6,6,12,30,37.799999999999997,105,75.599999999999994,210,"管球交換"]
[2436,24,null,"B1",null,"EVホール","埋込形","W150","埋込",null,null,null,5000,null,"直管蛍光灯　FHF32EX 【32W】",35,1,2,2,0,0,2,null,0,0,2,2,12,30,25.2,70,25.2,70,"管球交換"]
[2437,25,null,"B1",null,"EVホール","丸形シーリング","φ600","埋込",null,"乳白カバー",null,5000,null,"二重環形蛍光灯　FHD100E 【97W】",100,2,7,14,0,0,14,null,0,0,7,14,12,30,504,1400,504,1400,"器具交換"]
[2438,25,null,"B1",null,"EVホール","ダウンライト","φ150","埋込",null,"乳白カバー",null,3000,null,"コンパクト形蛍光灯　FDL18EX 【18W】",21,1,4,4,0,0,4,null,0,0,4,4,12,30,30.24,84,30.24,84,"器具交換"]
[2439,25,null,"B1",null,"EVホール","ダウンライト","φ150","埋込",null,null,null,3000,null,"コンパクト形蛍光灯　FDL18EX 【18W】",21,1,6,6,0,0,6,null,0,0,6,6,12,30,45.36,126,45.36,126,"器具交換"]
[2440,25,null,"B1",null,"EVホール","埋込形","W220","埋込","黒板灯",null,null,5000,null,"直管蛍光灯　FHF32EX 【32W】",35,1,1,1,1,0,0,null,0,0,1,1,12,30,0,0,12.6,35,"管球交換"]
[2441,26,null,"B1",null,"薬剤倉庫","埋込形","W220","埋込",null,"Cチャンネル回避",null,5000,null,"直管蛍光灯　FHF32EX 高出力形 【45W】",48,2,2,4,0,0,4,null,0,0,2,4,12,30,69.12,192,69.12,192,"管球交換"]
[2442,26,null,"B1",null,"薬剤倉庫","埋込形","W150","埋込",null,"Cチャンネル回避",null,5000,null,"直管蛍光灯　FHF32EX 高出力形 【45W】",48,1,8,8,0,0,8,null,0,0,8,8,12,30,138.24,384,138.24,384,"管球交換"]
[2443,26,null,"B1",null,"薬剤倉庫","埋込形","W150","埋込",null,"Cチャンネル回避",null,5000,null,"直管蛍光灯　FHF32EX 高出力形 【45W】",48,1,8,8,0,0,8,null,0,0,8,8,12,30,138.24,384,138.24,384,"管球交換"]
[2444,27,null,"B1",null,"注射室","逆富士形","W220","天付け",null,null,null,5000,null,"【器具LED済】",0,1,2,2,0,0,2,{"$f":"V2460","v":2},2,2,0,0,12,30,0,0,0,"","【LED済】"]
[2445,28,null,"B1",null,"調剤室","埋込形","W150","埋込",null,null,null,5000,null,"直管蛍光灯　FHF32EX 高出力形 【45W】",48,1,26,26,0,0,26,null,0,0,26,26,12,30,449.28,1248,449.28,1248,"管球交換"]
[2446,28,null,"B1",null,"調剤室","埋込形","W220","埋込",null,null,null,5000,null,"直管蛍光灯　FHF32EX 高出力形 【45W】",48,2,4,8,0,0,8,null,0,0,4,8,12,30,138.24,384,138.24,384,"管球交換"]
[2447,29,null,"B1",null,"製剤室","埋込形","W220","埋込",null,"Cチャンネル回避",null,5000,null,"直管蛍光灯　FHF32EX 高出力形 【45W】",48,2,4,8,0,0,8,null,0,0,4,8,12,30,138.24,384,138.24,384,"管球交換"]
[2448,29,null,"B1",null,"製剤室","埋込形","W220","埋込",null,"Cチャンネル回避",null,5000,"ミニクリ非常灯","直管蛍光灯　FHF32EX 高出力形 【45W】",48,2,2,4,0,0,4,null,0,0,2,4,12,30,69.12,192,69.12,192,"管球交換"]
[2449,30,null,"B1",null,"当直室","埋込形","W150","埋込",null,null,null,5000,null,"直管蛍光灯　FHF32EX 【32W】",35,1,2,2,0,0,2,null,0,0,2,2,12,30,25.2,70,25.2,70,"管球交換"]
[2450,31,null,"B1",null,"シャワー室","埋込形","W220","埋込",null,null,null,5000,null,"直管蛍光灯　FHF16EX 【16W】",19,2,1,2,0,0,2,null,0,0,1,2,12,30,13.68,38,13.68,38,"管球交換"]
[2451,31,null,"B1",null,"シャワー室","ダウンライト","φ125","埋込",null,null,null,3000,null,"電球形蛍光灯　EFD15/12E (口金：E26) 【12W】",12,1,1,1,0,0,1,null,1,1,0,0,12,30,4.32,12,0,"","【対象外】"]
[2452,31,null,"B1",null,"シャワー室","ダウンライト","φ150","埋込",null,null,null,3000,null,"コンパクト形蛍光灯　FDL18EX 【18W】",21,1,1,1,0,0,1,null,0,0,1,1,12,30,7.56,21,7.56,21,"器具交換"]
[2453,31,null,"B1",null,"シャワー室","ブラケット",null,"壁付け",null,"防水カバー",null,3000,null,"【管球LED済】",0,1,1,1,0,0,1,{"$f":"V2469","v":1},1,1,0,0,12,30,0,0,0,"","【LED済】"]
[2454,32,null,"B1",null,"倉庫","埋込形","W150","埋込",null,null,null,5000,null,"直管蛍光灯　FHF32EX 【32W】",35,1,1,1,0,0,1,null,0,0,1,1,12,30,12.6,35,12.6,35,"管球交換"]
[2455,33,null,"B1",null,"管理室","埋込形","W220","埋込",null,"ルーバ",null,5000,null,"直管蛍光灯　FHF32EX 高出力形 【45W】",48,2,1,2,0,0,2,null,0,0,1,2,12,30,34.56,96,34.56,96,"管球交換"]
[2456,33,null,"B1",null,"管理室","埋込形","W220","埋込",null,"ルーバ",null,5000,"ミニクリ非常灯","直管蛍光灯　FHF32EX 高出力形 【45W】",48,2,1,2,0,0,2,null,0,0,1,2,12,30,34.56,96,34.56,96,"管球交換"]
[2457,34,null,"B1",null,"DI室","埋込形","W220","埋込",null,null,null,5000,null,"直管蛍光灯　FHF32EX 高出力形 【45W】",48,2,5,10,0,0,10,null,0,0,5,10,12,30,172.8,480,172.8,480,"管球交換"]
[2458,34,null,"B1",null,"DI室","埋込形","W220","埋込",null,null,null,5000,"ミニクリ非常灯","直管蛍光灯　FHF32EX 高出力形 【45W】",48,2,2,4,0,0,4,null,0,0,2,4,12,30,69.12,192,69.12,192,"管球交換"]
[2459,35,null,"B1",null,"薬務室","埋込形","W220","埋込",null,"Cチャンネル回避",null,5000,null,"直管蛍光灯　FHF32EX 高出力形 【45W】",48,2,2,4,0,0,4,null,0,0,2,4,12,30,69.12,192,69.12,192,"管球交換"]
[2460,35,null,"B1",null,"薬務室","埋込形","W220","埋込",null,"Cチャンネル回避",null,5000,"ミニクリ非常灯","直管蛍光灯　FHF32EX 高出力形 【45W】",48,2,2,4,0,0,4,null,0,0,2,4,12,30,69.12,192,69.12,192,"管球交換"]
[2461,35,null,"B1",null,"薬務室","流し元灯",null,"天付け",null,null,null,5000,null,"直管蛍光灯　FL20S 【20W】",23,1,1,1,0,0,1,null,0,0,1,1,12,30,8.2799999999999994,23,8.2799999999999994,23,"管球交換"]
[2462,36,null,"B1",null,"廊下","埋込形","W150","埋込",null,"Cチャンネル回避",null,5000,null,"直管蛍光灯　FHF32EX 高出力形 【45W】",48,1,7,7,0,0,7,null,0,0,7,7,12,30,120.96,336,120.96,336,"管球交換"]
[2463,37,null,"B1",null,"抗がん剤調製室","スクエア","□600","埋込",null,"乳白カバー",null,5000,null,"コンパクト形蛍光灯　FPL55EX 【55W】",58,4,2,8,0,0,8,null,0,0,2,8,12,30,167.04,464,167.04,464,"管球交換"]
[2464,37,null,"B1",null,"抗がん剤調製室","流し元灯",null,"天付け",null,null,null,5000,null,"直管蛍光灯　FL20S 【20W】",23,1,1,{"$f":"IF(R2480=\"\",\"\",Q2480*R2480)","v":1},0,0,{"$f":"IF(S2480=\"\",\"\",S2480-T2480)","v":1},null,{"$f":"IF(O2480=\"\",\"\",IF(OR(AH2480=\"【対象外】\",AH2480=\"【LED済】\"),R2480,IF(Y2480>0,Y2480/Q2480,0)))","v":0},{"$f":"IF(O2480=\"\",\"\",IF(OR(AH2480=\"管球交換 【間引き対象外】\",AH2480=\"器具交換 【間引き対象外】\"),T2480,IF(OR(AH2480=\"【対象外】\",AH2480=\"【LED済】\"),S2480,0)))","v":0},{"$f":"IF(R2480=\"\",\"\",R2480-X2480)","v":1},1,12,30,{"$f":"IF(O2480=\"\",\"\",IF(V2480=\"\",\"\",P2480*V2480*AB2480*AC2480/1000))","v":8.2799999999999994},{"$f":"IF(O2480=\"\",\"\",IF(V2480=\"\",\"\",P2480*V2480))","v":23},{"$f":"IF(O2480=\"\",\"\",IF(AA2480=\"\",\"\",P2480*AA2480*AB2480*AC2480/1000))","v":8.2799999999999994},{"$f":"IF(O2480=\"\",\"\",IF(AA2480=\"\",\"\",IF(AA2480=0,\"\",P2480*AA2480)))","v":23},"管球交換"]
[2465,38,null,"B1",null,"サービスヤード","トラフ形",null,"天付け",null,"両反射笠",null,5000,null,"直管蛍光灯　FHF32EX 【32W】",35,2,52,104,0,0,104,null,0,0,52,104,12,30,1310.4000000000001,3640,1310.4000000000001,3640,"管球交換"]
[2466,38,null,"B1",null,"サービスヤード","トラフ形",null,"天付け",null,"両反射笠",null,5000,"ミニクリ非常灯","直管蛍光灯　FHF32EX 【32W】",35,2,16,32,0,0,32,null,0,0,16,32,12,30,403.2,1120,403.2,1120,"管球交換"]
[2467,38,null,"B1",null,"サービスヤード","トラフ形",null,"吊り下げ",null,"両反射笠",null,5000,"器具劣化","直管蛍光灯　FHF32EX 【32W】",35,1,1,1,0,0,1,null,0,0,1,1,12,30,12.6,35,12.6,35,"管球交換"]
[2468,39,null,"B1",null,"一般廃棄物保管庫","トラフ形",null,"天付け",null,"両反射笠",null,5000,null,"直管蛍光灯　FHF32EX 【32W】",35,2,6,12,0,0,12,null,0,0,6,12,12,30,151.19999999999999,420,151.19999999999999,420,"管球交換"]
[2469,40,null,"B1",null,"産業廃棄物保管庫","トラフ形",null,"壁付け",null,"片反射笠",null,5000,null,"直管蛍光灯　FHF32EX 【32W】",35,1,2,2,0,0,2,null,0,0,2,2,12,30,25.2,70,25.2,70,"管球交換"]
[2470,41,null,"B1",null,"不潔リネン室","トラフ形",null,"天付け",null,"両反射笠",null,5000,null,"直管蛍光灯　FHF32EX 【32W】",35,2,4,8,0,0,8,null,0,0,4,8,12,30,100.8,280,100.8,280,"管球交換"]
[2471,42,null,"B1",null,"産業廃棄物医療一般保管","トラフ形",null,"天付け",null,"両反射笠",null,5000,null,"直管蛍光灯　FHF32EX 【32W】",35,2,6,12,0,0,12,null,0,0,6,12,12,30,151.19999999999999,420,151.19999999999999,420,"管球交換"]
[2472,43,null,"B1",null,"霊安室前","ダウンライト","φ150","埋込",null,null,null,3000,null,"コンパクト形蛍光灯　FDL18EX 【18W】",21,1,10,10,0,0,10,null,0,0,10,10,12,30,75.599999999999994,210,75.599999999999994,210,"器具交換"]
[2473,44,null,"B1",null,"委託控室","埋込形","W220","埋込",null,null,null,5000,null,"直管蛍光灯　FHF32EX 高出力形 【45W】",48,2,4,8,0,0,8,null,0,0,4,8,12,30,138.24,384,138.24,384,"管球交換"]
[2474,44,null,"B1",null,"委託控室","埋込形","W220","埋込",null,null,null,5000,"ミニクリ非常灯","直管蛍光灯　FHF32EX 高出力形 【45W】",48,2,2,4,0,0,4,null,0,0,2,4,12,30,69.12,192,69.12,192,"管球交換"]
[2475,44,null,"B1",null,"委託控室","流し元灯",null,"天付け",null,null,null,5000,null,"直管蛍光灯　FL20S 【20W】",23,1,1,1,0,0,1,null,0,0,1,1,12,30,8.2799999999999994,23,8.2799999999999994,23,"管球交換"]
[2476,45,null,"B1",null,"清潔リネン室","逆富士形","W120","天付け",null,null,null,5000,null,"直管蛍光灯　FHF32EX 高出力形 【45W】",48,1,4,4,0,0,4,null,0,0,4,4,12,30,69.12,192,69.12,192,"管球交換"]
[{"$f":"IF(COUNTA(B2493:O2493)=0,\"\",ROW()-16)","v":2477},46,null,"B1",null,"廊下","埋込形","W150","埋込",null,null,null,5000,null,"直管蛍光灯　FHF32EX 【32W】",35,1,4,4,0,0,4,null,0,0,4,4,12,30,50.4,140,50.4,140,"管球交換"]
[2478,47,null,"B1",null,"トイレ3箇所","ダウンライト","φ125","埋込",null,null,null,3000,null,"【管球LED済】",0,1,3,3,0,0,3,{"$f":"V2494","v":3},3,3,0,0,12,30,0,0,0,"","【LED済】"]
[2479,48,null,"B1",null,"体外測定室","埋込形","W220","埋込",null,"調光","乳白カバー",5000,null,"直管蛍光灯　FHF32EX 高出力形 【45W】",48,2,9,18,0,0,18,null,0,0,9,18,12,30,311.04000000000002,864,311.04000000000002,864,"器具交換"]
[2480,48,null,"B1",null,"体外測定室","ライコン2個用",null,"壁付け",null,null,null,5000,null,null,"",null,null,"",null,null,"",null,"","",null,null,12,30,"","","","","その他部材"]
[2481,49,null,"B1",null,"保管室","逆富士形","W120","天付け",null,null,null,5000,null,"直管蛍光灯　FHF32EX 【32W】",35,1,2,2,0,0,2,null,0,0,2,2,12,30,25.2,70,25.2,70,"管球交換"]
[2482,50,null,"B1",null,"貯蔵室","逆富士形","W120","天付け",null,null,null,5000,null,"直管蛍光灯　FHF32EX 【32W】",35,1,1,1,0,0,1,null,0,0,1,1,12,30,12.6,35,12.6,35,"管球交換"]
[2483,51,null,"B1",null,"前室","埋込形","W150","埋込",null,"乳白カバー",null,5000,null,"直管蛍光灯　FHF32EX 高出力形 【45W】",48,1,5,5,0,0,5,null,0,0,5,5,12,30,86.4,240,86.4,240,"管球交換"]
[2484,51,null,"B1",null,"前室","ブラケット",null,"壁付け",null,"乳白カバー",null,3000,null,"コンパクト形蛍光灯　FML13EX 【13W】",16,1,1,1,0,0,1,null,0,0,1,1,12,30,5.76,16,5.76,16,"器具交換"]
[2485,52,null,"B1",null,"回復室","埋込形","W220","埋込",null,"乳白カバー",null,5000,null,"直管蛍光灯　FHF32EX 高出力形 【45W】",48,2,2,4,0,0,4,null,0,0,2,4,12,30,69.12,192,69.12,192,"管球交換"]
[2486,53,null,"B1",null,"処置室","埋込形","W220","埋込",null,"乳白カバー",null,5000,null,"直管蛍光灯　FHF32EX 高出力形 【45W】",48,2,2,4,0,0,4,null,0,0,2,4,12,30,69.12,192,69.12,192,"管球交換"]
[2487,54,null,"B1",null,"準備室","埋込形","W220","埋込",null,null,null,5000,"ミニクリ非常灯","直管蛍光灯　FHF32EX 高出力形 【45W】",48,2,1,2,0,0,2,null,0,0,1,2,12,30,34.56,96,34.56,96,"管球交換"]
[2488,54,null,"B1",null,"準備室","流し元灯",null,"天付け",null,null,null,5000,null,"直管蛍光灯　FL20S 【20W】",23,1,1,1,0,0,1,null,0,0,1,1,12,30,8.2799999999999994,23,8.2799999999999994,23,"管球交換"]
[2489,55,null,"B1",null,"更衣室","埋込形","W220","埋込",null,null,null,5000,null,"直管蛍光灯　FHF16EX 【16W】",19,2,1,2,0,0,2,null,0,0,1,2,12,30,13.68,38,13.68,38,"管球交換"]
[2490,55,null,"B1",null,"更衣室","ブラケット",null,"壁付け",null,null,null,3000,null,"ホワイト電球　LW100/110V60W (口金：E26) 【60W】",60,1,1,1,0,0,1,null,1,1,0,0,12,30,21.6,60,0,"","【対象外】"]
[2491,56,null,"B1",null,"トイレ","ダウンライト","φ125","埋込",null,null,null,3000,null,"ホワイト電球　LW100/110V60W (口金：E26) 【60W】",60,1,1,1,0,0,1,null,1,1,0,0,12,30,21.6,60,0,"","【対象外】"]
[2492,56,null,"B1",null,"トイレ","ブラケット",null,"壁付け",null,null,null,3000,null,"ホワイト電球　LW100/110V60W (口金：E26) 【60W】",60,1,1,1,0,0,1,null,1,1,0,0,12,30,21.6,60,0,"","【対象外】"]
[2493,57,null,"B1",null,"読影室2","埋込形","W220","埋込",null,"調光",null,5000,"ミニクリ非常灯\n電源別非常灯別置","直管蛍光灯　FHF32EX 高出力形 【45W】",48,2,1,2,0,0,2,null,0,0,1,2,12,30,34.56,96,34.56,96,"器具交換"]
[{"$f":"IF(COUNTA(B2510:O2510)=0,\"\",ROW()-16)","v":2494},57,null,"B1",null,"読影室2","埋込形","W220","埋込",null,"調光",null,5000,"ミニクリ\n非常灯\n電源別非常灯別置",null,"",null,null,{"$f":"IF(R2510=\"\",\"\",Q2510*R2510)","v":""},null,null,{"$f":"IF(S2510=\"\",\"\",S2510-T2510)","v":""},null,{"$f":"IF(O2510=\"\",\"\",IF(OR(AH2510=\"【対象外】\",AH2510=\"【LED済】\"),R2510,IF(Y2510>0,Y2510/Q2510,0)))","v":""},{"$f":"IF(O2510=\"\",\"\",IF(OR(AH2510=\"管球交換 【間引き対象外】\",AH2510=\"器具交換 【間引き対象外】\"),T2510,IF(OR(AH2510=\"【対象外】\",AH2510=\"【LED済】\"),S2510,0)))","v":""},null,null,12,30,{"$f":"IF(O2510=\"\",\"\",IF(V2510=\"\",\"\",P2510*V2510*AB2510*AC2510/1000))","v":""},{"$f":"IF(O2510=\"\",\"\",IF(V2510=\"\",\"\",P2510*V2510))","v":""},{"$f":"IF(O2510=\"\",\"\",IF(AA2510=\"\",\"\",P2510*AA2510*AB2510*AC2510/1000))","v":""},{"$f":"IF(O2510=\"\",\"\",IF(AA2510=\"\",\"\",IF(AA2510=0,\"\",P2510*AA2510)))","v":""},"新設(非常灯)"]
[2495,57,null,"B1",null,"読影室2","埋込形","W220","埋込",null,"調光",null,5000,null,"直管蛍光灯　FHF32EX 高出力形 【45W】",48,2,3,6,0,0,6,null,0,0,3,6,12,30,103.68,288,103.68,288,"器具交換"]
[2496,58,null,"B1",null,"放射線診察室","埋込形","W220","埋込",null,null,null,5000,null,"直管蛍光灯　FHF32EX 高出力形 【45W】",48,2,1,2,0,0,2,null,0,0,1,2,12,30,34.56,96,34.56,96,"管球交換"]
[2497,58,null,"B1",null,"放射線診察室","埋込形","W220","埋込",null,null,null,5000,"ミニクリ非常灯","直管蛍光灯　FHF32EX 高出力形 【45W】",48,2,1,2,0,0,2,null,0,0,1,2,12,30,34.56,96,34.56,96,"管球交換"]
[2498,59,null,"B1",null,"工作室","埋込形","W150","埋込",null,null,null,5000,null,"直管蛍光灯　FHF32EX 高出力形 【45W】",48,1,2,2,0,0,2,null,0,0,2,2,12,30,34.56,96,34.56,96,"管球交換"]
[2499,60,null,"B1",null,"放射線治療室",null,null,null,null,null,null,5000,"全てLED済み","【器具LED済】",0,1,2,2,0,0,2,{"$f":"V2515","v":2},2,2,0,0,12,30,0,0,0,"","【LED済】"]
[2500,61,null,"B1",null,"放射線操作室","埋込形","W190","埋込",null,"調光","ルーバ",5000,null,"直管蛍光灯　FHF32EX 高出力形 【45W】",48,1,10,10,0,0,10,null,0,0,10,10,12,30,172.8,480,172.8,480,"器具交換"]
[2501,61,null,"B1",null,"放射線操作室","ライコン2個用",null,"壁付け",null,"調光",null,5000,null,null,"",null,null,"",null,null,"",null,"","",null,null,12,30,"","","","","その他部材"]
[2502,62,null,"B1",null,"治療計画室","トラフ形",null,"壁付け","間接照明",null,"カバー",5000,null,"直管蛍光灯　FHF32EX 高出力形 【45W】",48,1,16,16,0,0,16,null,0,0,16,16,12,30,276.48,768,276.48,768,"管球交換"]
[2503,62,null,"B1",null,"治療計画室","ダウンライト","φ125","埋込",null,"調光",null,3000,"調光の管球交換で","ホワイト電球　LW100/110V60W (口金：E26) 【60W】",60,1,6,6,0,0,6,null,6,6,0,0,12,30,129.6,360,0,"","【対象外】"]
[2504,63,null,"B1",null,"待合室","丸形シーリング","φ450","埋込",null,"乳白カバー",null,5000,null,"二重環形蛍光灯　FHD100E 【97W】",100,1,3,3,0,0,3,null,0,0,3,3,12,30,108,300,108,300,"器具交換"]
[2505,64,null,"B1",null,"事務室","埋込形","W220","埋込",null,"ルーバ",null,5000,null,"直管蛍光灯　FHF32EX 高出力形 【45W】",48,2,2,4,0,0,4,null,0,0,2,4,12,30,69.12,192,69.12,192,"管球交換"]
[2506,64,null,"B1",null,"事務室","埋込形","W220","埋込",null,"ルーバ",null,5000,"ミニクリ非常灯","直管蛍光灯　FHF32EX 高出力形 【45W】",48,2,1,2,0,0,2,null,0,0,1,2,12,30,34.56,96,34.56,96,"管球交換"]
[2507,65,null,"B1",null,"霊安室2","埋込形","W100","埋込",null,"乳白カバー",null,5000,null,"直管蛍光灯　FHF32EX 【32W】",35,1,4,4,0,0,4,null,0,0,4,4,12,30,50.4,140,50.4,140,"管球交換"]
[2508,66,null,"B1",null,"霊安室1","埋込形","W100","埋込",null,"乳白カバー",null,5000,null,"直管蛍光灯　FHF32EX 【32W】",35,1,4,4,0,0,4,null,0,0,4,4,12,30,50.4,140,50.4,140,"管球交換"]
[2509,67,null,"B1",null,"控室","スクエア","□450","埋込",null,null,null,5000,null,"コンパクト形蛍光灯　FHP32E 【32W】",35,3,2,6,0,0,6,null,0,0,2,6,12,30,75.599999999999994,210,75.599999999999994,210,"管球交換"]
[2510,67,null,"B1",null,"控室","流し元灯",null,"天付け",null,null,null,5000,null,"直管蛍光灯　FL20S 【20W】",23,1,1,1,0,0,1,null,0,0,1,1,12,30,8.2799999999999994,23,8.2799999999999994,23,"管球交換"]
[2511,68,null,"B1",null,"廊下","ダウンライト","φ150","埋込",null,null,null,3000,null,"コンパクト形蛍光灯　FDL27EX 【27W】",30,1,11,11,0,0,11,null,0,0,11,11,12,30,118.8,330,118.8,330,"器具交換"]
[2512,69,null,"B1",null,"トイレ","ブラケット",null,"壁付け",null,null,null,3000,null,"コンパクト形蛍光灯　FML13EX 【13W】",16,1,1,1,0,0,1,null,0,0,1,1,12,30,5.76,16,5.76,16,"器具交換"]
[2513,70,null,"B1",null,"解剖室","埋込形","W220","埋込",null,"クリーンルーム",null,5000,null,"直管蛍光灯　FHF32EX 高出力形 【45W】",48,2,16,32,0,0,32,null,0,0,16,32,12,30,552.96,1536,552.96,1536,"管球交換"]
[2514,70,null,"B1",null,"解剖室","ブラケット",null,"壁付け",null,null,null,3000,null,"コンパクト形蛍光灯　FML13EX 【13W】",16,2,1,2,0,0,2,null,0,0,1,2,12,30,11.52,32,11.52,32,"器具交換"]
[2515,71,null,"B1",null,"準備室","埋込形","W220","埋込",null,null,null,5000,null,"直管蛍光灯　FHF32EX 高出力形 【45W】",48,2,1,2,0,0,2,null,0,0,1,2,12,30,34.56,96,34.56,96,"管球交換"]
[2516,71,null,"B1",null,"準備室","埋込形","W220","埋込",null,null,null,5000,"ミニクリ非常灯","直管蛍光灯　FHF32EX 高出力形 【45W】",48,2,1,2,0,0,2,null,0,0,1,2,12,30,34.56,96,34.56,96,"管球交換"]
[2517,72,null,"B1",null,"更衣室","埋込形","W220","埋込",null,null,null,5000,null,"直管蛍光灯　FHF32EX 【32W】",35,1,1,1,0,0,1,null,0,0,1,1,12,30,12.6,35,12.6,35,"管球交換"]
[2518,72,null,"B1",null,"更衣室","ブラケット",null,"壁付け",null,null,null,3000,null,"ホワイト電球　LW100/110V40W (口金：E26) 【40W】",40,1,1,1,0,0,1,null,1,1,0,0,12,30,14.4,40,0,"","【対象外】"]
[2519,73,null,"B1",null,"通路","埋込形","W150","埋込",null,null,null,5000,null,"直管蛍光灯　FHF32EX 【32W】",35,1,2,2,0,0,2,null,0,0,2,2,12,30,25.2,70,25.2,70,"管球交換"]
[2520,74,null,"B1",null,"通路トイレ","ダウンライト","φ150","埋込",null,null,null,3000,null,"ホワイト電球　LW100/110V60W (口金：E26) 【60W】",60,1,1,1,0,0,1,null,1,1,0,0,12,30,21.6,60,0,"","【対象外】"]
[2521,75,null,"B1",null,"標本室","埋込形","W220","埋込",null,null,null,5000,null,"直管蛍光灯　FHF32EX 高出力形 【45W】",48,2,1,2,0,0,2,null,0,0,1,2,12,30,34.56,96,34.56,96,"管球交換"]
[2522,75,null,"B1",null,"標本室","埋込形","W220","埋込",null,null,null,5000,"ミニクリ非常灯","直管蛍光灯　FHF32EX 高出力形 【45W】",48,2,1,2,0,0,2,null,0,0,1,2,12,30,34.56,96,34.56,96,"管球交換"]
[2523,76,null,"B1",null,"廊下","ダウンライト","φ250","埋込",null,null,null,5000,null,"コンパクト形蛍光灯　FDL27EX 【27W】",30,1,5,5,0,0,5,null,0,0,5,5,12,30,54,150,54,150,"器具交換"]
[2524,76,null,"B1",null,"廊下","ダウンライト","φ150","埋込",null,null,null,3000,null,"コンパクト形蛍光灯　FDL27EX 【27W】",30,1,4,4,0,0,4,null,0,0,4,4,12,30,43.2,120,43.2,120,"器具交換"]
[2525,77,null,"B1",null,"階段下倉庫","逆富士形","W200","天付け",null,null,null,5000,null,"直管蛍光灯　FL20S 【20W】",23,2,1,2,0,0,2,null,0,0,1,2,12,30,16.559999999999999,46,16.559999999999999,46,"管球交換"]
[2526,78,null,"B1",null,"付室","埋込形","W220","埋込",null,null,null,5000,null,"直管蛍光灯　FHF32EX 【32W】",35,2,1,2,0,0,2,null,0,0,1,2,12,30,25.2,70,25.2,70,"管球交換"]
[2527,78,null,"B1",null,"付室","埋込形","W220","埋込",null,null,null,5000,"ミニクリ非常灯","直管蛍光灯　FHF32EX 【32W】",35,2,1,2,0,0,2,null,0,0,1,2,12,30,25.2,70,25.2,70,"管球交換"]
[2528,79,null,"B1",null,"水処理室","トラフ形",null,"壁付け",null,null,null,5000,null,"直管蛍光灯　FHF32EX 【32W】",35,1,1,1,0,0,1,null,0,0,1,1,12,30,12.6,35,12.6,35,"管球交換"]
[2529,80,null,"B1",null,"水処理機械室","トラフ形",null,"壁付け",null,null,null,5000,null,"直管蛍光灯　FHF32EX 【32W】",35,1,2,{"$f":"IF(R2545=\"\",\"\",Q2545*R2545)","v":2},0,0,{"$f":"IF(S2545=\"\",\"\",S2545-T2545)","v":2},null,{"$f":"IF(O2545=\"\",\"\",IF(OR(AH2545=\"【対象外】\",AH2545=\"【LED済】\"),R2545,IF(Y2545>0,Y2545/Q2545,0)))","v":0},{"$f":"IF(O2545=\"\",\"\",IF(OR(AH2545=\"管球交換 【間引き対象外】\",AH2545=\"器具交換 【間引き対象外】\"),T2545,IF(OR(AH2545=\"【対象外】\",AH2545=\"【LED済】\"),S2545,0)))","v":0},{"$f":"IF(R2545=\"\",\"\",R2545-X2545)","v":2},2,12,30,{"$f":"IF(O2545=\"\",\"\",IF(V2545=\"\",\"\",P2545*V2545*AB2545*AC2545/1000))","v":25.2},{"$f":"IF(O2545=\"\",\"\",IF(V2545=\"\",\"\",P2545*V2545))","v":70},{"$f":"IF(O2545=\"\",\"\",IF(AA2545=\"\",\"\",P2545*AA2545*AB2545*AC2545/1000))","v":25.2},{"$f":"IF(O2545=\"\",\"\",IF(AA2545=\"\",\"\",IF(AA2545=0,\"\",P2545*AA2545)))","v":70},"管球交換"]
[2530,81,null,"B1",null,"水ゴミ置き","逆富士形","W120","天付け",null,"防水ソケット",null,5000,null,"直管蛍光灯　FHF32EX 【32W】",35,1,1,1,0,0,1,null,0,0,1,1,12,30,12.6,35,12.6,35,"管球交換"]
[2531,82,null,"B1",null,"ボランティア室","埋込形","W150","埋込",null,null,null,5000,null,"直管蛍光灯　FHF32EX 高出力形 【45W】",48,1,3,3,0,0,3,null,0,0,3,3,12,30,51.84,144,51.84,144,"管球交換"]
[2532,82,null,"B1",null,"ボランティア室","ペンダントランプ",null,"吊り下げ",null,null,null,5000,null,"円型蛍光灯 ツイン　FCL32・40E 【68W】",71,1,1,1,0,0,1,null,0,0,1,1,12,30,25.56,71,25.56,71,"器具交換"]
[2533,83,null,"B1",null,"女子ロッカー室","埋込形","W150","埋込",null,null,null,5000,null,"直管蛍光灯　FHF32EX 高出力形 【45W】",48,1,10,10,0,0,10,null,0,0,10,10,12,30,172.8,480,172.8,480,"管球交換"]
[2534,83,null,"B1",null,"女子ロッカー室","ブラケット",null,"壁付け",null,null,null,3000,null,"コンパクト形蛍光灯　FML13EX 【13W】",16,1,6,6,0,0,6,null,0,0,6,6,12,30,34.56,96,34.56,96,"器具交換"]
[2535,84,null,"B1",null,"男子ロッカー室","埋込形","W150","埋込",null,null,null,5000,null,"直管蛍光灯　FHF32EX 高出力形 【45W】",48,1,16,16,0,0,16,null,0,0,16,16,12,30,276.48,768,276.48,768,"管球交換"]
[2536,84,null,"B1",null,"男子ロッカー室","ブラケット",null,"壁付け",null,null,null,5000,null,"直管蛍光灯　FL20S 【20W】",23,1,3,3,0,0,3,null,0,0,3,3,12,30,24.84,69,24.84,69,"管球交換"]
[2537,85,null,"B1",null,"委託控室4","埋込形","W150","埋込",null,null,null,5000,null,"直管蛍光灯　FHF32EX 高出力形 【45W】",48,1,3,3,0,0,3,null,0,0,3,3,12,30,51.84,144,51.84,144,"管球交換"]
[2538,85,null,"B1",null,"委託控室4","流し元灯",null,"天付け",null,null,null,5000,null,"直管蛍光灯　FL20S 【20W】",23,1,1,1,0,0,1,null,0,0,1,1,12,30,8.2799999999999994,23,8.2799999999999994,23,"管球交換"]
[2539,86,null,"B1",null,"委託控室3","埋込形","W150","埋込",null,null,null,5000,null,"直管蛍光灯　FHF32EX 高出力形 【45W】",48,1,2,2,0,0,2,null,0,0,2,2,12,30,34.56,96,34.56,96,"管球交換"]
[2540,86,null,"B1",null,"委託控室3","流し元灯",null,"天付け",null,null,null,5000,null,"直管蛍光灯　FL20S 【20W】",23,1,1,1,0,0,1,null,0,0,1,1,12,30,8.2799999999999994,23,8.2799999999999994,23,"管球交換"]
[2541,87,null,"B1",null,"委託控室2","埋込形","W150","埋込",null,null,null,5000,null,"直管蛍光灯　FHF32EX 高出力形 【45W】",48,1,2,2,0,0,2,null,0,0,2,2,12,30,34.56,96,34.56,96,"管球交換"]
[{"$f":"IF(COUNTA(B2558:O2558)=0,\"\",ROW()-16)","v":2542},87,null,"B1",null,"委託控室2","流し元灯",null,"天付け",null,null,null,5000,null,"直管蛍光灯　FL20S 【20W】",23,1,1,1,0,0,1,null,0,0,1,1,12,30,8.2799999999999994,23,8.2799999999999994,23,"管球交換"]
[2543,88,null,"B1",null,"倉庫B_4","逆富士形","W220","天付け",null,null,null,5000,null,"直管蛍光灯　FL20S 【20W】",23,2,1,2,0,0,2,null,0,0,1,2,12,30,16.559999999999999,46,16.559999999999999,46,"管球交換"]
[2544,89,null,"B1",null,"理容室","埋込形","W150","埋込",null,null,null,5000,null,"直管蛍光灯　FHF32EX 高出力形 【45W】",48,1,4,4,0,0,4,null,0,0,4,4,12,30,69.12,192,69.12,192,"管球交換"]
[2545,89,null,"B1",null,"理容室","下面開放",null,"天付け",null,null,null,5000,null,"直管蛍光灯　FHF32EX 高出力形 【45W】",48,1,2,2,0,0,2,null,0,0,2,2,12,30,34.56,96,34.56,96,"管球交換"]
[2546,89,null,"B1",null,"理容室","ダウンライト","φ150","埋込",null,null,null,3000,null,"コンパクト形蛍光灯　FDL18EX 【18W】",21,1,4,4,0,0,4,null,0,0,4,4,12,30,30.24,84,30.24,84,"器具交換"]
[2547,90,null,"B1",null,"職員組合","スクエア","□600","埋込",null,"乳白カバー",null,5000,null,"コンパクト形蛍光灯　FPL55EX 【55W】",58,4,2,8,0,0,8,null,0,0,2,8,12,30,167.04,464,167.04,464,"管球交換"]
[2548,90,null,"B1",null,"職員組合","流し元灯",null,"吊り下げ",null,null,null,5000,null,"直管蛍光灯　FL20S 【20W】",23,1,1,1,0,0,1,null,0,0,1,1,12,30,8.2799999999999994,23,8.2799999999999994,23,"管球交換"]
[2549,91,null,"B1",null,"倉庫B_3","逆富士形","W120","天付け",null,null,null,5000,null,"直管蛍光灯　FHF32EX 【32W】",35,1,1,1,0,0,1,null,0,0,1,1,12,30,12.6,35,12.6,35,"管球交換"]
[2550,92,null,"B1",null,"空調機械室","トラフ形",null,"壁付け",null,"片反射笠",null,5000,null,"直管蛍光灯　FHF32EX 【32W】",35,1,2,2,0,0,2,null,0,0,2,2,12,30,25.2,70,25.2,70,"管球交換"]
[2551,93,null,"B1",null,"EPS","トラフ形",null,"壁付け",null,"片反射笠",null,5000,null,"直管蛍光灯　FHF32EX 【32W】",35,1,1,1,0,0,1,null,0,0,1,1,12,30,12.6,35,12.6,35,"管球交換"]
[2552,94,null,"B1",null,"委託控室5","逆富士形","W120","天付け",null,null,null,5000,null,"直管蛍光灯　FHF32EX 【32W】",35,1,2,2,0,0,2,null,0,0,2,2,12,30,25.2,70,25.2,70,"管球交換"]
[2553,95,null,"B1",null,"DS","トラフ形",null,"壁付け",null,"片反射笠",null,5000,null,"直管蛍光灯　FHF32EX 【32W】",35,1,2,2,0,0,2,null,0,0,2,2,12,30,25.2,70,25.2,70,"管球交換"]
[2554,96,null,"B1",null,"廊下","丸形シーリング","φ450","埋込",null,"乳白カバー",null,5000,null,"二重環形蛍光灯　FHD100E 【97W】",100,1,5,5,0,0,5,null,0,0,5,5,12,30,180,500,180,500,"器具交換"]
[2555,96,null,"B1",null,"廊下","埋込形","W150","埋込",null,null,null,5000,null,"直管蛍光灯　FHF32EX 【32W】",35,1,2,2,0,0,2,null,0,0,2,2,12,30,25.2,70,25.2,70,"管球交換"]
[2556,96,null,"B1",null,"廊下","埋込形","W220","埋込",null,null,null,5000,"看板吊ってる","直管蛍光灯　FHF16EX 【16W】",19,2,1,2,0,0,2,null,0,0,1,2,12,30,13.68,38,13.68,38,"管球交換"]
[2557,97,null,"B1",null,"廊下","丸形シーリング","φ450","埋込",null,"乳白カバー",null,5000,null,"二重環形蛍光灯　FHD100E 【97W】",100,1,4,4,0,0,4,null,0,0,4,4,12,30,144,400,144,400,"器具交換"]
[2558,97,null,"B1",null,"廊下","埋込形","W220","埋込","黒板灯",null,null,5000,null,"直管蛍光灯　FHF32EX 【32W】",35,1,1,1,0,0,1,null,0,0,1,1,12,30,12.6,35,12.6,35,"管球交換"]
[2559,97,null,"B1",null,"廊下","ダウンライト","φ150","埋込",null,null,null,3000,null,"コンパクト形蛍光灯　FDL18EX 【18W】",21,1,2,2,0,0,2,null,0,0,2,2,12,30,15.12,42,15.12,42,"器具交換"]
[2560,97,null,"B1",null,"廊下","埋込形","W220","埋込",null,null,null,5000,"看板吊ってる","直管蛍光灯　FHF32EX 【32W】",35,2,1,2,0,0,2,null,0,0,1,2,12,30,25.2,70,25.2,70,"管球交換"]
[2561,98,null,"B1",null,"廊下","丸形シーリング","φ450","埋込",null,"乳白カバー",null,5000,null,"二重環形蛍光灯　FHD100E 【97W】",100,1,2,2,0,0,2,null,0,0,2,2,12,30,72,200,72,200,"器具交換"]
[2562,98,null,"B1",null,"廊下","埋込形","W220","埋込","黒板灯",null,null,5000,null,"直管蛍光灯　FHF32EX 【32W】",35,1,3,3,0,0,3,null,0,0,3,3,12,30,37.799999999999997,105,37.799999999999997,105,"管球交換"]
[2563,99,null,"B1",null,"廊下","埋込形","W150","埋込",null,null,null,5000,null,"直管蛍光灯　FHF32EX 【32W】",35,1,14,14,4,0,10,null,0,0,14,14,12,30,126,350,176.4,490,"管球交換"]
[2564,100,null,"B1","厨房","厨房","逆富士形","W120","天付け",null,"防水ソケット",null,5000,null,"直管蛍光灯　FHF32EX 高出力形 【45W】",48,1,15,15,0,0,15,null,0,0,15,15,12,30,259.2,720,259.2,720,"管球交換"]
[2565,100,null,"B1","厨房","厨房","逆富士形","W200","天付け",null,"防水ソケット",null,5000,null,"直管蛍光灯　FHF32EX 高出力形 【45W】",48,2,27,54,0,0,54,null,0,0,27,54,12,30,933.12,2592,933.12,2592,"管球交換"]
[2566,101,null,"B1","厨房","調乳室","埋込形","W150","埋込",null,null,null,5000,null,"直管蛍光灯　FHF32EX 高出力形 【45W】",48,1,1,1,0,0,1,null,0,0,1,1,12,30,17.28,48,17.28,48,"管球交換"]
[2567,102,null,"B1","厨房","無菌室","埋込形","W220","埋込",null,null,null,5000,null,"直管蛍光灯　FHF32EX 高出力形 【45W】",48,2,2,4,0,0,4,null,0,0,2,4,12,30,69.12,192,69.12,192,"管球交換"]
[2568,102,null,"B1","厨房","無菌室","埋込形","W220","埋込",null,null,null,5000,"ミニクリ非常灯","直管蛍光灯　FHF32EX 高出力形 【45W】",48,2,1,2,0,0,2,null,0,0,1,2,12,30,34.56,96,34.56,96,"管球交換"]
[2569,103,null,"B1","厨房","冷蔵庫","小型シーリング",null,"天付け",null,null,null,5000,null,"【管球LED済】",0,1,1,1,0,0,1,{"$f":"V2585","v":1},1,1,0,0,12,30,0,0,0,"","【LED済】"]
[2570,104,null,"B1","厨房","前室","埋込形","W150","埋込",null,null,null,5000,null,"直管蛍光灯　FHF32EX 【32W】",35,1,2,2,0,0,2,null,0,0,2,2,12,30,25.2,70,25.2,70,"管球交換"]
[2571,104,null,"B1","厨房","前室","ブラケット",null,"壁付け",null,null,null,3000,null,"コンパクト形蛍光灯　FML13EX 【13W】",16,1,2,2,0,0,2,null,0,0,2,2,12,30,11.52,32,11.52,32,"器具交換"]
[2572,105,null,"B1","厨房","下処理室","逆富士形","W120","天付け",null,"防水ソケット",null,5000,null,"直管蛍光灯　FHF32EX 高出力形 【45W】",48,1,6,6,0,0,6,null,0,0,6,6,12,30,103.68,288,103.68,288,"管球交換"]
[2573,106,null,"B1","厨房","冷蔵庫","小型シーリング",null,"天付け",null,null,null,5000,null,"【管球LED済】",0,1,2,2,0,0,2,{"$f":"V2589","v":2},2,2,0,0,12,30,0,0,0,"","【LED済】"]
[2574,107,null,"B1","厨房","洗浄室","逆富士形","W120","天付け",null,"防水ソケット",null,5000,null,"直管蛍光灯　FHF32EX 高出力形 【45W】",48,1,21,21,0,0,21,null,0,0,21,21,12,30,362.88,1008,362.88,1008,"管球交換"]
[2575,108,null,"B1","厨房","事務室","埋込形","W220","埋込",null,"ルーバ",null,5000,null,"直管蛍光灯　FHF32EX 高出力形 【45W】",48,2,4,8,0,0,8,null,0,0,4,8,12,30,138.24,384,138.24,384,"管球交換"]
[2576,108,null,"B1","厨房","事務室","埋込形","W220","埋込",null,"ルーバ",null,5000,"ミニクリ非常灯","直管蛍光灯　FHF32EX 高出力形 【45W】",48,2,2,4,0,0,4,null,0,0,2,4,12,30,69.12,192,69.12,192,"管球交換"]
[2577,109,null,"B1","厨房","検収室","逆富士形","W120","天付け",null,"防水ソケット",null,5000,null,"直管蛍光灯　FHF32EX 高出力形 【45W】",48,1,3,3,0,0,3,null,0,0,3,3,12,30,51.84,144,51.84,144,"管球交換"]
[2578,110,null,"B1","厨房","ゴミ置き場","トラフ形",null,"壁付け",null,"片反射笠",null,5000,null,"直管蛍光灯　FHF32EX 【32W】",35,1,1,1,0,0,1,null,0,0,1,1,12,30,12.6,35,12.6,35,"管球交換"]
[2579,111,null,"B1","厨房","休憩室","埋込形","W150","埋込",null,null,null,5000,null,"直管蛍光灯　FHF32EX 高出力形 【45W】",48,1,8,8,0,0,8,null,0,0,8,8,12,30,138.24,384,138.24,384,"管球交換"]
[2580,111,null,"B1","厨房","休憩室","流し元灯",null,"天付け",null,null,null,5000,null,"直管蛍光灯　FL20S 【20W】",23,1,1,1,0,0,1,null,0,0,1,1,12,30,8.2799999999999994,23,8.2799999999999994,23,"管球交換"]
[2581,112,null,"B1","厨房","食品庫","逆富士形","W120","天付け",null,null,null,5000,null,"直管蛍光灯　FHF32EX 高出力形 【45W】",48,1,2,2,0,0,2,null,0,0,2,2,12,30,34.56,96,34.56,96,"管球交換"]
[2582,113,null,"B1","厨房","備品庫","逆富士形","W120","天付け",null,null,null,5000,null,"直管蛍光灯　FHF32EX 高出力形 【45W】",48,1,1,1,0,0,1,null,0,0,1,1,12,30,17.28,48,17.28,48,"管球交換"]
[2583,114,null,"B1","厨房","更衣室","逆富士形","W120","天付け",null,null,null,5000,null,"直管蛍光灯　FHF32EX 高出力形 【45W】",48,1,1,1,0,0,1,null,0,0,1,1,12,30,17.28,48,17.28,48,"管球交換"]
[2584,115,null,"B1","厨房","トイレ","ダウンライト","φ150","埋込",null,null,null,3000,null,"コンパクト形蛍光灯　FDL18EX 【18W】",21,1,2,2,0,0,2,null,0,0,2,2,12,30,15.12,42,15.12,42,"器具交換"]
[2585,115,null,"B1","厨房","トイレ","ブラケット",null,"壁付け",null,null,null,3000,null,"コンパクト形蛍光灯　FML13EX 【13W】",16,1,2,2,0,0,2,null,0,0,2,2,12,30,11.52,32,11.52,32,"器具交換"]
[2586,115,null,"B1","厨房","トイレ","ブラケット",null,"壁付け",null,null,null,3000,null,"【管球LED済】",0,1,1,1,0,0,1,{"$f":"V2602","v":1},1,1,0,0,12,30,0,0,0,"","【LED済】"]
[2587,115,null,"B1","厨房","トイレ","ダウンライト","φ150","埋込",null,null,null,3000,null,"ホワイト電球　LW100/110V60W (口金：E26) 【60W】",60,1,2,2,0,0,2,null,2,2,0,0,12,30,43.2,120,0,"","【対象外】"]
[2588,116,null,"B1","厨房","廊下","埋込形","W150","埋込",null,null,null,5000,null,"直管蛍光灯　FHF32EX 【32W】",35,1,8,8,0,0,8,null,0,0,8,8,12,30,100.8,280,100.8,280,"管球交換"]
[2589,1,null,"屋外",null,"正面柱","スポットライト",null,"直付",null,null,null,3000,null,"【管球LED済】",0,1,16,16,0,0,16,{"$f":"V2605","v":16},16,16,0,0,12,30,0,0,0,"","【LED済】"]
[2590,2,null,"屋外",null,"駐車場","庭園灯",null,"ポール",null,null,null,3000,"全てLED済み","【管球LED済】",0,1,10,10,0,0,10,10,10,10,0,0,12,30,0,0,0,"","【LED済】"]
[2591,3,null,"屋外",null,"駐輪場","ブラケット",null,"壁付け",null,null,null,3000,"全てLED済み","【器具LED済】",0,1,1,1,0,0,1,1,1,1,0,0,12,30,0,0,0,"","【LED済】"]
[2592,4,null,"屋外",null,"救急入り口","ダウンライト","φ150","埋込",null,"防水カバー",null,3000,null,"コンパクト形蛍光灯　FDL27EX 【27W】",30,1,3,3,0,0,3,null,0,0,3,3,12,30,32.4,90,32.4,90,"器具交換"]
[2593,5,null,"屋外",null,"駐車場","街路灯",null,"ポール",null,null,null,null,"全てLED済み","【管球LED済】",0,1,0,{"$f":"IF(R2609=\"\",\"\",Q2609*R2609)","v":0},0,0,{"$f":"IF(S2609=\"\",\"\",S2609-T2609)","v":0},{"$f":"V2609","v":0},{"$f":"IF(O2609=\"\",\"\",IF(OR(AH2609=\"【対象外】\",AH2609=\"【LED済】\"),R2609,IF(Y2609>0,Y2609/Q2609,0)))","v":0},{"$f":"IF(O2609=\"\",\"\",IF(OR(AH2609=\"管球交換 【間引き対象外】\",AH2609=\"器具交換 【間引き対象外】\"),T2609,IF(OR(AH2609=\"【対象外】\",AH2609=\"【LED済】\"),S2609,0)))","v":0},{"$f":"IF(R2609=\"\",\"\",R2609-X2609)","v":0},0,12,30,{"$f":"IF(O2609=\"\",\"\",IF(V2609=\"\",\"\",P2609*V2609*AB2609*AC2609/1000))","v":0},{"$f":"IF(O2609=\"\",\"\",IF(V2609=\"\",\"\",P2609*V2609))","v":0},{"$f":"IF(O2609=\"\",\"\",IF(AA2609=\"\",\"\",P2609*AA2609*AB2609*AC2609/1000))","v":0},{"$f":"IF(O2609=\"\",\"\",IF(AA2609=\"\",\"\",IF(AA2609=0,\"\",P2609*AA2609)))","v":""},"【LED済】"]
[2594,6,null,"屋外",null,"コンビニ前軒下","ダウンライト","φ175","埋込",null,"防水カバー",null,3000,null,"コンパクト形蛍光灯　FDL27EX 【27W】",30,1,4,4,0,0,4,null,0,0,4,4,12,30,43.2,120,43.2,120,"器具交換"]
[2595,7,null,"屋外",null,"B1外壁","ブラケット",null,"壁付け",null,"防水カバー",null,3000,"全てLED済み","【器具LED済】",0,1,0,0,0,0,0,{"$f":"V2611","v":0},0,0,0,0,12,30,0,0,0,"","【LED済】"]
[2596,0,null,"階段",null,"階段4","ブラケット",null,"壁付け","階段通路誘導灯",null,null,5000,"センサー無し常時点灯","直管蛍光灯　FHF32EX 【32W】",35,1,25,25,0,0,25,null,0,0,25,25,12,30,315,875,315,875,"器具交換"]
[2597,0,null,"階段",null,"階段4","下面開放",null,"天付け","階段通路誘導灯",null,null,5000,"センサー無し常時点灯","直管蛍光灯　FHF32EX 【32W】",35,1,2,2,0,0,2,null,0,0,2,2,12,30,25.2,70,25.2,70,"器具交換"]
[2598,0,null,"階段",null,"階段3","ブラケット",null,"壁付け","階段通路誘導灯",null,null,5000,"センサー無し常時点灯","直管蛍光灯　FHF32EX 【32W】",35,1,9,9,0,0,9,null,0,0,9,9,12,30,113.4,315,113.4,315,"器具交換"]
[2599,0,null,"階段",null,"階段3","下面開放",null,"天付け","階段通路誘導灯",null,null,5000,"センサー無し常時点灯","直管蛍光灯　FHF32EX 【32W】",35,1,3,3,0,0,3,null,0,0,3,3,12,30,37.799999999999997,105,37.799999999999997,105,"器具交換"]
[2600,0,null,"階段",null,"階段3","逆富士形","W200","天付け","階段通路誘導灯",null,null,5000,"センサー無し常時点灯","直管蛍光灯　FL20S 【20W】",23,2,1,2,0,0,2,null,0,0,1,2,12,30,16.559999999999999,46,16.559999999999999,46,"器具交換"]
[2601,0,null,"階段",null,"階段7","ブラケット",null,"壁付け","階段通路誘導灯",null,null,5000,"センサー無し常時点灯","直管蛍光灯　FHF32EX 【32W】",35,1,9,9,0,0,9,null,0,0,9,9,12,30,113.4,315,113.4,315,"器具交換"]
[2602,0,null,"階段",null,"階段7","下面開放",null,"天付け","階段通路誘導灯",null,null,5000,"センサー無し常時点灯","直管蛍光灯　FHF32EX 【32W】",35,1,3,3,0,0,3,null,0,0,3,3,12,30,37.799999999999997,105,37.799999999999997,105,"器具交換"]
[2603,0,null,"階段",null,"階段7","逆富士形","W200","天付け","階段通路誘導灯",null,null,5000,"センサー無し常時点灯","直管蛍光灯　FL20S 【20W】",23,2,1,2,0,0,2,null,0,0,1,2,12,30,16.559999999999999,46,16.559999999999999,46,"器具交換"]
[2604,0,null,"階段",null,"階段6","ブラケット",null,"壁付け","階段通路誘導灯",null,null,5000,"センサー無し常時点灯","直管蛍光灯　FHF32EX 【32W】",35,1,3,3,0,0,3,null,0,0,3,3,12,30,37.799999999999997,105,37.799999999999997,105,"器具交換"]
[2605,0,null,"階段",null,"階段6","下面開放",null,"天付け","階段通路誘導灯",null,null,5000,"センサー無し常時点灯","直管蛍光灯　FHF32EX 【32W】",35,1,5,5,0,0,5,null,0,0,5,5,12,30,63,175,63,175,"器具交換"]
[{"$f":"IF(COUNTA(B2622:O2622)=0,\"\",ROW()-16)","v":2606},0,null,"階段",null,"階段6","逆富士形","W200","天付け","階段通路誘導灯",null,null,5000,"センサー無し常時点灯","直管蛍光灯　FL20S 【20W】",23,2,1,2,0,0,2,null,0,0,1,2,12,30,16.559999999999999,46,16.559999999999999,46,"器具交換"]
[2607,0,null,"階段",null,"階段2","ブラケット",null,"壁付け","階段通路誘導灯",null,null,5000,"センサー無し常時点灯","直管蛍光灯　FHF32EX 【32W】",35,1,7,7,0,0,7,null,0,0,7,7,12,30,88.2,245,88.2,245,"器具交換"]
[2608,0,null,"階段",null,"階段2","下面開放",null,"天付け","階段通路誘導灯",null,null,5000,"センサー無し常時点灯","直管蛍光灯　FHF32EX 【32W】",35,1,4,4,0,0,4,null,0,0,4,4,12,30,50.4,140,50.4,140,"器具交換"]
[2609,0,null,"階段",null,"階段2","逆富士形","W200","天付け","階段通路誘導灯",null,null,5000,"センサー無し常時点灯","直管蛍光灯　FL20S 【20W】",23,2,1,2,0,0,2,null,0,0,1,2,12,30,16.559999999999999,46,16.559999999999999,46,"器具交換"]
[2610,1,null,"階段",null,"外階段9","ブラケット",null,"壁付け",null,"防水カバー",null,3000,"NSE25-GX53S","【器具LED済】",0,1,10,10,0,0,10,{"$f":"V2626","v":10},10,10,0,0,12,30,0,0,0,"","【LED済】"]
[2611,2,null,"階段",null,"外階段8","ブラケット",null,"壁付け",null,"防水カバー",null,3000,"NSE25-GX53S","【器具LED済】",0,1,10,10,0,0,10,10,10,10,0,0,12,30,0,0,0,"","【LED済】"]
[2612,3,null,"階段",null,"外階段5","ブラケット",null,"壁付け",null,"防水カバー",null,3000,"NSE25-GX53S","【器具LED済】",0,1,5,5,0,0,5,5,5,5,0,0,12,30,0,0,0,"","【LED済】"]
[2613,4,null,"階段",null,"外階段1","ブラケット",null,"壁付け",null,"防水カバー",null,3000,"NSE25-GX53S","【器具LED済】",0,1,7,7,0,0,7,7,7,7,0,0,12,30,0,0,0,"","【LED済】"]
[{"$f":"IF(COUNTA(B2630:O2630)=0,\"\",ROW()-16)","v":2614},1,null,"PH2",null,"軒下","ダウンライト","φ175","埋込",null,"防水カバー",null,3000,null,"コンパクト形蛍光灯　FML13EX 【13W】",16,1,10,{"$f":"IF(R2630=\"\",\"\",Q2630*R2630)","v":10},0,0,{"$f":"IF(S2630=\"\",\"\",S2630-T2630)","v":10},null,{"$f":"IF(O2630=\"\",\"\",IF(OR(AH2630=\"【対象外】\",AH2630=\"【LED済】\"),R2630,IF(Y2630>0,Y2630/Q2630,0)))","v":0},{"$f":"IF(O2630=\"\",\"\",IF(OR(AH2630=\"管球交換 【間引き対象外】\",AH2630=\"器具交換 【間引き対象外】\"),T2630,IF(OR(AH2630=\"【対象外】\",AH2630=\"【LED済】\"),S2630,0)))","v":0},{"$f":"IF(R2630=\"\",\"\",R2630-X2630)","v":10},10,12,30,{"$f":"IF(O2630=\"\",\"\",IF(V2630=\"\",\"\",P2630*V2630*AB2630*AC2630/1000))","v":57.6},{"$f":"IF(O2630=\"\",\"\",IF(V2630=\"\",\"\",P2630*V2630))","v":160},{"$f":"IF(O2630=\"\",\"\",IF(AA2630=\"\",\"\",P2630*AA2630*AB2630*AC2630/1000))","v":57.6},{"$f":"IF(O2630=\"\",\"\",IF(AA2630=\"\",\"\",IF(AA2630=0,\"\",P2630*AA2630)))","v":160},"器具交換"]
[{"$f":"IF(COUNTA(B2631:O2631)=0,\"\",ROW()-16)","v":2615},2,null,"PH2",null,"電気室","トラフ形",null,"壁付け",null,"片反射笠",null,5000,null,"直管蛍光灯　FL20S 【20W】",23,1,1,1,0,0,1,null,0,0,1,1,12,30,8.2799999999999994,23,8.2799999999999994,23,"管球交換"]
[2616,3,null,"PH2",null,"EV機械室","トラフ形",null,"天付け",null,"両反射笠",null,4000,null,"直管蛍光灯　FHF32EX 高出力形 【45W】",48,2,1,2,0,0,2,null,0,0,1,2,12,30,34.56,96,34.56,96,"管球交換"]
[2617,3,null,"PH2",null,"EV機械室","トラフ形",null,"天付け","非常灯(電源別)","両反射笠",null,4000,"ミニクリ","直管蛍光灯　FHF32EX 高出力形 【45W】",48,2,1,2,0,0,2,null,0,0,1,2,12,30,34.56,96,34.56,96,"管球交換"]
[2618,4,null,"PH2",null,"機械室","トラフ形",null,"壁付け",null,"片反射笠",null,4000,null,"直管蛍光灯　FHF32EX 高出力形 【45W】",48,1,3,3,0,0,3,null,0,0,3,3,12,30,51.84,144,51.84,144,"管球交換"]
[2619,5,null,"PH2",null,"EV機械室","トラフ形",null,"天付け",null,"両反射笠",null,4000,null,"直管蛍光灯　FHF32EX 高出力形 【45W】",48,1,2,2,0,0,2,null,0,0,2,2,12,30,34.56,96,34.56,96,"管球交換"]
[2620,6,null,"PH2",null,"EV機械室","トラフ形",null,"天付け",null,"両反射笠",null,4000,null,"直管蛍光灯　FHF32EX 高出力形 【45W】",48,1,2,2,0,0,2,null,0,0,2,2,12,30,34.56,96,34.56,96,"管球交換"]
[2621,7,null,"PH2",null,"EVホール","トラフ形",null,"天付け",null,"両反射笠",null,4000,null,"直管蛍光灯　FHF32EX 高出力形 【45W】",48,1,1,1,0,0,1,null,0,0,1,1,12,30,17.28,48,17.28,48,"管球交換"]
[2622,8,null,"PH2",null,"外壁","ブラケット",null,"壁付け",null,"防水カバー",null,3000,"器具幅φ280","コンパクト形蛍光灯　FDL18EX 【18W】",21,1,2,2,0,0,2,null,0,0,2,2,12,30,15.12,42,15.12,42,"器具交換"]
[2623,9,null,"PH2",null,"EVホール","ダウンライト","φ150","埋込",null,null,null,3000,null,"コンパクト形蛍光灯　FDL18EX 【18W】",21,1,4,4,0,0,4,null,0,0,4,4,12,30,30.24,84,30.24,84,"器具交換"]
[2624,1,null,"PH",null,"EVホール","逆富士形",null,"天付け",null,null,null,5000,"40型","【器具LED済】",0,1,1,1,0,0,1,{"$f":"V2640","v":1},1,1,0,0,12,30,0,0,0,"","【LED済】"]
[2625,2,null,"PH",null,"階段出入口","ブラケット",null,"壁付け",null,"防水カバー","防水ソケット",5000,null,"直管蛍光灯　FL20S 【20W】",23,1,1,1,0,0,1,null,0,0,1,1,12,30,8.2799999999999994,23,8.2799999999999994,23,"管球交換"]
[2626,1,null,"PH3",null,"倉庫","トラフ形",null,"壁付け",null,"片反射笠",null,4000,null,"直管蛍光灯　FHF32EX 高出力形 【45W】",48,1,1,1,0,0,1,null,0,0,1,1,12,30,17.28,48,17.28,48,"管球交換"]
[2627,2,null,"PH3",null,"ピット","トラフ形",null,"天付け",null,"両反射笠","防水ソケット",4000,"図面より推測","直管蛍光灯　FHF32EX 高出力形 【45W】",48,1,7,7,0,0,7,null,0,0,7,7,12,30,120.96,336,120.96,336,"管球交換"]
[2628,3,null,"PH3",null,"機械室","トラフ形",null,"天付け",null,"両反射笠",null,4000,null,"直管蛍光灯　FHF32EX 高出力形 【45W】",48,2,1,2,0,0,2,null,0,0,1,2,12,30,34.56,96,34.56,96,"管球交換"]
[2629,3,null,"PH3",null,"機械室","トラフ形",null,"天付け","非常灯(電源別)","両反射笠",null,4000,null,"直管蛍光灯　FHF32EX 高出力形 【45W】",48,2,1,2,0,0,2,null,0,0,1,2,12,30,34.56,96,34.56,96,"管球交換"]
[2630,1,null,"R1",null,"機械室出入口","ブラケット",null,"壁付け",null,"防水カバー",null,3000,null,"ホワイト電球　LW100/110V60W (口金：E26) 【60W】",60,1,1,1,0,0,1,null,1,1,0,0,12,30,21.6,60,0,"","【対象外】"]
[2631,2,null,"R1",null,"EV機械室","トラフ形",null,"天付け",null,"両反射笠",null,4000,null,"直管蛍光灯　FHF32EX 高出力形 【45W】",48,2,1,2,0,0,2,null,0,0,1,2,12,30,34.56,96,34.56,96,"管球交換"]
[2632,2,null,"R1",null,"EV機械室","トラフ形",null,"天付け","非常灯(電源別)","両反射笠",null,4000,"ミニクリ","直管蛍光灯　FHF32EX 高出力形 【45W】",48,2,1,2,0,0,2,null,0,0,1,2,12,30,34.56,96,34.56,96,"管球交換"]
[2633,3,null,"R1",null,"屋上出入口","ブラケット",null,"壁付け",null,"防水カバー","防水ソケット",5000,null,"直管蛍光灯　FL20S 【20W】",23,1,1,1,0,0,1,null,0,0,1,1,12,30,8.2799999999999994,23,8.2799999999999994,23,"管球交換"]
[2634,1,null,"階段",null,"RF階段","ブラケット",null,"壁付け","階段通路誘導灯","カバー",null,5000,null,"直管蛍光灯　FL20S 【20W】",23,1,6,6,0,0,6,null,0,0,6,6,12,30,49.68,138,49.68,138,"器具交換"]
[2635,null,null,null,null,"階段4","表示シール",null,null,null,null,null,null,null,null,"",null,null,{"$f":"IF(R2651=\"\",\"\",Q2651*R2651)","v":""},null,null,{"$f":"IF(S2651=\"\",\"\",S2651-T2651)","v":""},null,{"$f":"IF(O2651=\"\",\"\",IF(OR(AH2651=\"【対象外】\",AH2651=\"【LED済】\"),R2651,IF(Y2651>0,Y2651/Q2651,0)))","v":""},{"$f":"IF(O2651=\"\",\"\",IF(OR(AH2651=\"管球交換 【間引き対象外】\",AH2651=\"器具交換 【間引き対象外】\"),T2651,IF(OR(AH2651=\"【対象外】\",AH2651=\"【LED済】\"),S2651,0)))","v":""},{"$f":"IF(R2651=\"\",\"\",R2651-X2651)","v":""},"",12,30,{"$f":"IF(O2651=\"\",\"\",IF(V2651=\"\",\"\",P2651*V2651*AB2651*AC2651/1000))","v":""},{"$f":"IF(O2651=\"\",\"\",IF(V2651=\"\",\"\",P2651*V2651))","v":""},{"$f":"IF(O2651=\"\",\"\",IF(AA2651=\"\",\"\",P2651*AA2651*AB2651*AC2651/1000))","v":""},{"$f":"IF(O2651=\"\",\"\",IF(AA2651=\"\",\"\",IF(AA2651=0,\"\",P2651*AA2651)))","v":""},"その他部材"]
[2636,null,null,null,null,"階段4","表示シール",null,null,null,null,null,null,null,null,"",null,null,"",null,null,"",null,"","","","",12,30,"","","","","その他部材"]
[2637,null,null,null,null,"階段4","表示シール",null,null,null,null,null,null,null,null,"",null,null,"",null,null,"",null,"","","","",12,30,"","","","","その他部材"]
[2638,null,null,null,null,"階段4","表示シール",null,null,null,null,null,null,null,null,"",null,null,"",null,null,"",null,"","","","",12,30,"","","","","その他部材"]
[2639,null,null,null,null,"階段4","表示シール",null,null,null,null,null,null,null,null,"",null,null,"",null,null,"",null,"","","","",12,30,"","","","","その他部材"]
[2640,null,null,null,null,"階段4","表示シール",null,null,null,null,null,null,null,null,"",null,null,"",null,null,"",null,"","","","",12,30,"","","","","その他部材"]
[2641,null,null,null,null,"階段4","表示シール",null,null,null,null,null,null,null,null,"",null,null,"",null,null,"",null,"","","","",12,30,"","","","","その他部材"]
[2642,null,null,null,null,"階段4","表示シール",null,null,null,null,null,null,null,null,"",null,null,"",null,null,"",null,"","","","",12,30,"","","","","その他部材"]
[{"$f":"IF(COUNTA(B2659:O2659)=0,\"\",ROW()-16)","v":2643},null,null,null,null,"階段4","表示シール",null,null,null,null,null,null,null,null,"",null,null,"",null,null,"",null,"","","","",12,30,"","","","","その他部材"]
[2644,null,null,null,null,"階段4","表示シール",null,null,null,null,null,null,null,null,"",null,null,"",null,null,"",null,"","","","",12,30,"","","","","その他部材"]
[2645,null,null,null,null,"階段3","表示シール",null,null,null,null,null,null,null,null,"",null,null,"",null,null,"",null,"","","","",12,30,"","","","","その他部材"]
[2646,null,null,null,null,"階段3","表示シール",null,null,null,null,null,null,null,null,"",null,null,"",null,null,"",null,"","","","",12,30,"","","","","その他部材"]
[2647,null,null,null,null,"階段3","表示シール",null,null,null,null,null,null,null,null,"",null,null,"",null,null,"",null,"","","","",12,30,"","","","","その他部材"]
[2648,null,null,null,null,"階段3","表示シール",null,null,null,null,null,null,null,null,"",null,null,"",null,null,"",null,"","","","",12,30,"","","","","その他部材"]
[2649,null,null,null,null,"階段7","表示シール",null,null,null,null,null,null,null,null,"",null,null,"",null,null,"",null,"","","","",12,30,"","","","","その他部材"]
[2650,null,null,null,null,"階段7","表示シール",null,null,null,null,null,null,null,null,"",null,null,"",null,null,"",null,"","","","",12,30,"","","","","その他部材"]
[2651,null,null,null,null,"階段7","表示シール",null,null,null,null,null,null,null,null,"",null,null,"",null,null,"",null,"","","","",12,30,"","","","","その他部材"]
[2652,null,null,null,null,"階段7","表示シール",null,null,null,null,null,null,null,null,"",null,null,"",null,null,"",null,"","","","",12,30,"","","","","その他部材"]
[2653,null,null,null,null,"階段6","表示シール",null,null,null,null,null,null,null,null,"",null,null,"",null,null,"",null,"","","","",12,30,"","","","","その他部材"]
[2654,null,null,null,null,"階段6","表示シール",null,null,null,null,null,null,null,null,"",null,null,"",null,null,"",null,"","","","",12,30,"","","","","その他部材"]
[2655,null,null,null,null,"階段6","表示シール",null,null,null,null,null,null,null,null,"",null,null,"",null,null,"",null,"","","","",12,30,"","","","","その他部材"]
[2656,null,null,null,null,"階段2","表示シール",null,null,null,null,null,null,null,null,"",null,null,"",null,null,"",null,"","","","",12,30,"","","","","その他部材"]
[2657,null,null,null,null,"階段2","表示シール",null,null,null,null,null,null,null,null,"",null,null,"",null,null,"",null,"","","","",12,30,"","","","","その他部材"]
[2658,null,null,null,null,"階段2","表示シール",null,null,null,null,null,null,null,null,"",null,null,"",null,null,"",null,"","","","",12,30,"","","","","その他部材"]
[2659,null,null,null,null,"階段2","表示シール",null,null,null,null,null,null,null,null,"",null,null,"",null,null,"",null,"","","","",12,30,"","","","","その他部材"]
["",null,null,null,null,null,null,null,null,null,null,null,null,null,null,"",null,null,"",null,null,"",null,"","","","",null,null,"","","",""]
["",null,null,null,null,null,null,null,null,null,null,null,null,null,null,"",null,null,"",null,null,"",null,"","","","",null,null,"","","",""]